## Sheet1
Property | Building | Floor | Space | Equipment Position | Asset ID | Asset Name | Quantity | Barcode (Auto) | Supplier | Manufacturer (Spec) | Manufactured Date | Model Name/No (Spec) | Serial Number | Capacity | Height | Width | Depth | Parent Asset ID | Parent Asset Name | In Service Date | Observation Date | Operating Environment | Asset Criticality | Asset Condition Rating | Condition Assessment Comments | Current Utilisation | Asset Service Status | Notes/Comments
Kiama RAIR Ambulance Station | Kiama RAIR Ambulance Station | Ground | 1 | Above entry door |  | Emergency Exit Light (Green) | 1 | 0 |  | Clevertronics |  | Ultrablade | [8 empty] | 13/12/2021 | 2 - Normal | 2 - Medium | 1 - Excellent |  | 3 - Normal
Kiama RAIR Ambulance Station | Kiama RAIR Ambulance Station | Ground | 1 |  |  | A/C Cassette | 1 | 0 |  | Mitsubishi Electric | [10 empty] | 13/12/2021 | 2 - Normal | 2 - Medium | 1 - Excellent |  | 3 - Normal
Kiama RAIR Ambulance Station | Kiama RAIR Ambulance Station | Ground | 1 |  |  | Emergency Exit Light (Spitfire) | 1 | 0 | [12 empty] | 13/12/2021 | 2 - Normal | 2 - Medium | 1 - Excellent |  | 3 - Normal
Kiama RAIR Ambulance Station | Kiama RAIR Ambulance Station | Ground | 1 | Start of hallway |  | Emergency Exit Light (Green) | 1 | 0 |  | Clevertronics |  | Ultrablade | [8 empty] | 13/12/2021 | 2 - Normal | 2 - Medium | 1 - Excellent |  | 3 - Normal
Kiama RAIR Ambulance Station | Kiama RAIR Ambulance Station | Ground | 1 | Kitchen |  | Smoke Detector | 1 | 0 | [12 empty] | 13/12/2021 | 2 - Normal | 2 - Medium | 1 - Excellent |  | 3 - Normal
Kiama RAIR Ambulance Station | Kiama RAIR Ambulance Station | Ground | 1 | Kitchen | KIA - 0001 | Fire Blanket | 1 | KIA - 0001 | [12 empty] | 13/12/2021 | 2 - Normal | 2 - Medium | 1 - Excellent |  | 3 - Normal
Kiama RAIR Ambulance Station | Kiama RAIR Ambulance Station | Ground | 1 | Under sink | KIA - 0002 | Hot water service | 1 | KIA - 0002 |  | Billi |  | Quadra 460 XL 904060I.CH | Q 0566 5874 LCH | [7 empty] | 13/12/2021 | 2 - Normal | 2 - Medium | 1 - Excellent |  | 3 - Normal
Kiama RAIR Ambulance Station | Kiama RAIR Ambulance Station | Ground | 1 | Start of hallway | KIA - 0003 | Fie Extinguisher (Powder) | 1 | KIA - 0003 | [12 empty] | 13/12/2021 | 2 - Normal | 2 - Medium | 1 - Excellent |  | 3 - Normal
Kiama RAIR Ambulance Station | Kiama RAIR Ambulance Station | Ground | 2 |  | KIA - 0004 | Fire Extinguisher (C02) | 1 | KIA - 0004 | [12 empty] | 13/12/2021 | 2 - Normal | 2 - Medium | 1 - Excellent |  | 3 - Normal
Kiama RAIR Ambulance Station | Kiama RAIR Ambulance Station | Ground | 2 | Centre hallway |  | Emergency Exit Light (Spitfire) | 1 | 0 | [12 empty] | 13/12/2021 | 2 - Normal | 2 - Medium | 1 - Excellent |  | 3 - Normal
Kiama RAIR Ambulance Station | Kiama RAIR Ambulance Station | Ground | 3 |  |  | Emergency Exit Light (Spitfire) | 1 | 0 | [12 empty] | 13/12/2021 | 2 - Normal | 2 - Medium | 1 - Excellent |  | 3 - Normal
Kiama RAIR Ambulance Station | Kiama RAIR Ambulance Station | Ground | 3 |  | KIA - 0005 | TMV | 1 | KIA - 0005 |  | Enware |  | Aqua blend 1500 TMV | [8 empty] | 13/12/2021 | 2 - Normal | 2 - Medium | 1 - Excellent |  | 3 - Normal
Kiama RAIR Ambulance Station | Kiama RAIR Ambulance Station | Ground | 4 |  | KIA - 0006 | TMV | 1 | KIA - 0006 |  | Enware |  | Aquablend 1500 TMV | [8 empty] | 13/12/2021 | 2 - Normal | 2 - Medium | 1 - Excellent |  | 3 - Normal
Kiama RAIR Ambulance Station | Kiama RAIR Ambulance Station | Ground | 5 |  | KIA - 0007 | TMV | 1 | KIA - 0007 |  | Enware |  | Aquablend 1500 TMV | [8 empty] | 13/12/2021 | 2 - Normal | 2 - Medium | 1 - Excellent |  | 3 - Normal
Kiama RAIR Ambulance Station | Kiama RAIR Ambulance Station | Ground | 7 |  |  | Emergency Exit Light (Green) | 1 | 0 |  | Clevertronics |  | Ultrablade | [8 empty] | 13/12/2021 | 2 - Normal | 2 - Medium | 1 - Excellent |  | 3 - Normal
Kiama RAIR Ambulance Station | Kiama RAIR Ambulance Station | Ground | 7 |  | KIA - 0008 | A/C Centralized Controller | 1 | KIA - 0008 |  | Mitsubishi |  | AE-200E | 13B67-036 | [7 empty] | 13/12/2021 | 2 - Normal | 2 - Medium | 1 - Excellent |  | 3 - Normal
Kiama RAIR Ambulance Station | Kiama RAIR Ambulance Station | Ground | 7 |  |  | A/C Cassette | 1 | 0 |  | Mitsubishi Electric | [10 empty] | 13/12/2021 | 2 - Normal | 2 - Medium | 1 - Excellent |  | 3 - Normal
Kiama RAIR Ambulance Station | Kiama RAIR Ambulance Station | Ground | 8 |  | KIA - 0009 | Fire Extinguisher (FOAM) | 1 | KIA - 0009 | [12 empty] | 13/12/2021 | 2 - Normal | 2 - Medium | 1 - Excellent |  | 3 - Normal
Kiama RAIR Ambulance Station | Kiama RAIR Ambulance Station | Ground | 8 |  | KIA - 0010 | Fie Extinguisher (Powder) | 1 | KIA - 0010 | [12 empty] | 13/12/2021 | 2 - Normal | 2 - Medium | 1 - Excellent |  | 3 - Normal
Kiama RAIR Ambulance Station | Kiama RAIR Ambulance Station | Ground | 8 |  | KIA - 0011 | Fire Blanket | 1 | KIA - 0011 | [12 empty] | 13/12/2021 | 2 - Normal | 2 - Medium | 1 - Excellent |  | 3 - Normal
Kiama RAIR Ambulance Station | Kiama RAIR Ambulance Station | Ground | 8 | Closest to offices |  | Wallmount Battery Charger | 1 | 0 |  | DURST |  | BCSW - 1225 B | 124187 | [7 empty] | 13/12/2021 | 2 - Normal | 2 - Medium | 1 - Excellent |  | 3 - Normal
Kiama RAIR Ambulance Station | Kiama RAIR Ambulance Station | Ground | 8 | Closest to offices |  | Vehicle Battery Charger | 1 | 0 |  | DURST |  | BCS - 1225C | A90418088 | [7 empty] | 13/12/2021 | 2 - Normal | 2 - Medium | 1 - Excellent |  | 3 - Normal
Kiama RAIR Ambulance Station | Kiama RAIR Ambulance Station | Ground | 8 | Second from offices |  | Wallmount Battery Charger | 1 | 0 |  | Durst |  | BCSW - 1225 B | 124184 | [7 empty] | 13/12/2021 | 2 - Normal | 2 - Medium | 1 - Excellent |  | 3 - Normal
Kiama RAIR Ambulance Station | Kiama RAIR Ambulance Station | Ground | 8 | Second from offices |  | Vehicle Battery Charger | 1 | 0 |  | Durst |  | BCS - 1225C | A90418085 | [7 empty] | 13/12/2021 | 2 - Normal | 2 - Medium | 1 - Excellent |  | 3 - Normal
Kiama RAIR Ambulance Station | Kiama RAIR Ambulance Station | Ground | 8 | Exit to rear station |  | Emergency Exit Light (Green) | 1 | 0 |  | Clevertronics |  | Swingblade | [8 empty] | 13/12/2021 | 2 - Normal | 2 - Medium | 1 - Excellent |  | 3 - Normal
Kiama RAIR Ambulance Station | Kiama RAIR Ambulance Station | Ground | 8 |  |  | Wallmount Battery Charger | 1 | 0 |  | Durst |  | BCSW - 1225 B | 124188 | [7 empty] | 13/12/2021 | 2 - Normal | 2 - Medium | 1 - Excellent |  | 3 - Normal
Kiama RAIR Ambulance Station | Kiama RAIR Ambulance Station | Ground | 8 |  |  | Vehicle Battery Charger | 1 | 0 |  | Durst |  | BCS - 1225C | A90418079 | [7 empty] | 13/12/2021 | 2 - Normal | 2 - Medium | 1 - Excellent |  | 3 - Normal
Kiama RAIR Ambulance Station | Kiama RAIR Ambulance Station | Ground | 8 |  |  | Wallmount Battery Charger | 1 | 0 |  | Durst |  | BCSW - 1225 B | 124185 | [7 empty] | 13/12/2021 | 2 - Normal | 2 - Medium | 1 - Excellent |  | 3 - Normal
Kiama RAIR Ambulance Station | Kiama RAIR Ambulance Station | Ground | 8 |  |  | Vehicle Battery Charger | 1 | 0 |  | Durst |  | BCS - 1225C | A90418086 | [7 empty] | 13/12/2021 | 2 - Normal | 2 - Medium | 1 - Excellent |  | 3 - Normal
Kiama RAIR Ambulance Station | Kiama RAIR Ambulance Station | Ground | 8 | Exit at end of Plantroom |  | Emergency Exit Light (Green) | 1 | 0 |  | Clevertronics |  | Swingblade | [8 empty] | 13/12/2021 | 2 - Normal | 2 - Medium | 1 - Excellent |  | 3 - Normal
Kiama RAIR Ambulance Station | Kiama RAIR Ambulance Station | Ground | 8 | Bifold door furthest from offices |  | Bi-Fold door motor | 1 | 0 | Chamberlain | Grifco | 1/12/2017 | EDL102 | 17B080248 | [7 empty] | 13/12/2021 | 2 - Normal | 2 - Medium | 1 - Excellent |  | 3 - Normal
Kiama RAIR Ambulance Station | Kiama RAIR Ambulance Station | Ground | 8 | Bifold door closer to station |  | Bi-Fold door motor | 1 | 0 |  | Grifco | 1/2/2020 | EDH102 | 19C020094 | [7 empty] | 13/12/2021 | 2 - Normal | 2 - Medium | 1 - Excellent |  | 3 - Normal
Kiama RAIR Ambulance Station | Kiama RAIR Ambulance Station | Ground | 8 | Closer to Station offices | KIA - 0012 | Automatic Bi-fold Door | 1 | KIA - 0012 | [6 empty] | 3.4 | 7.7 |  |  |  |  | 13/12/2021 | 2 - Normal | 2 - Medium | 1 - Excellent |  | 3 - Normal
Kiama RAIR Ambulance Station | Kiama RAIR Ambulance Station | Ground | 8 | Further from Station offices | KIA - 0013 | Automatic Bi-fold Door | 1 | KIA - 0013 | [6 empty] | 3.4 | 7.7 |  |  |  |  | 13/12/2021 | 2 - Normal | 2 - Medium | 1 - Excellent |  | 3 - Normal
Kiama RAIR Ambulance Station | Kiama RAIR Ambulance Station | Ground | 8 | Between bifold doors | KIA - 0014 | UPS (single phase) | 1 | KIA - 0014 |  | Delta |  | UPS202N2000B0B6 | 86v19500083WH | [7 empty] | 13/12/2021 | 2 - Normal | 2 - Medium | 1 - Excellent |  | 3 - Normal
Kiama RAIR Ambulance Station | Kiama RAIR Ambulance Station | Ground | 8 | Between bifold door | KIA - 0015 | UPS (single phase) | 1 | KIA - 0015 |  | Delta |  | UPS202N2000B0B6 | 86V19500079WH | [7 empty] | 13/12/2021 | 2 - Normal | 2 - Medium | 1 - Excellent |  | 3 - Normal
Kiama RAIR Ambulance Station | Kiama RAIR Ambulance Station | Ground | 10 |  |  | A/C Cassette | 1 | 0 |  | Mitsubishi Electric | [10 empty] | 13/12/2021 | 2 - Normal | 2 - Medium | 1 - Excellent |  | 3 - Normal
Kiama RAIR Ambulance Station | Kiama RAIR Ambulance Station | Ground | 10 |  |  | Emergency Exit Light (Green) | 1 | 0 |  | Clevertronics |  | Ultrablade | [8 empty] | 13/12/2021 | 2 - Normal | 2 - Medium | 1 - Excellent |  | 3 - Normal
Kiama RAIR Ambulance Station | Kiama RAIR Ambulance Station | Ground | 10 |  | KIA - 0016 | EKA controller box | 1 | KIA - 0016 | [12 empty] | 13/12/2021 | 2 - Normal | 2 - Medium | 1 - Excellent |  | 3 - Normal
Kiama RAIR Ambulance Station | Kiama RAIR Ambulance Station | Ground | 10 |  | KIA - 0017 | Safe | 1 | KIA - 0017 |  | Guardall | [10 empty] | 13/12/2021 | 2 - Normal | 2 - Medium | 1 - Excellent |  | 3 - Normal
Kiama RAIR Ambulance Station | Kiama RAIR Ambulance Station | Ground | 11 |  | KIA - 0018 | A/C Unit Split (Indoor) | 1 | KIA - 0018 |  | Mitsubishi Electric |  | MSZ-GE50VAD | 8000145 | [7 empty] | 13/12/2021 | 2 - Normal | 2 - Medium | 1 - Excellent |  | 3 - Normal
Kiama RAIR Ambulance Station | Kiama RAIR Ambulance Station | Ground | 12 |  |  | A/C Cassette | 1 | 0 |  | Mitsubishi | [10 empty] | 13/12/2021 | 2 - Normal | 2 - Medium | 1 - Excellent |  | 3 - Normal
Kiama RAIR Ambulance Station | Kiama RAIR Ambulance Station | Ground | 13 |  | KIA - 0019 | Distribution Board | 1 | KIA - 0019 |  | Relec switchboards | [10 empty] | 13/12/2021 | 2 - Normal | 2 - Medium | 1 - Excellent |  | 3 - Normal
Kiama RAIR Ambulance Station | Kiama RAIR Ambulance Station | Ground | 13 |  |  | RCBO | 24 | 0 |  | Schneider electric |  | IC60N RCBO C16 | [5 empty] | KIA - 0019 |  |  | 13/12/2021 | 2 - Normal | 2 - Medium | 1 - Excellent |  | 3 - Normal
Kiama RAIR Ambulance Station | Kiama RAIR Ambulance Station | Ground | 13 |  |  | RCBO | 24 | 0 |  | Schneider electric |  | IC60N RCBO C16 | [5 empty] | KIA - 0019 |  |  | 13/12/2021 | 2 - Normal | 2 - Medium | 1 - Excellent |  | 3 - Normal
Kiama RAIR Ambulance Station | Kiama RAIR Ambulance Station | Ground | 13 |  |  | RCBO | 24 | 0 |  | Schneider electric |  | IC60N RCBO C16 | [5 empty] | KIA - 0019 |  |  | 13/12/2021 | 2 - Normal | 2 - Medium | 1 - Excellent |  | 3 - Normal
Kiama RAIR Ambulance Station | Kiama RAIR Ambulance Station | Ground | 13 |  |  | RCBO | 24 | 0 |  | Schneider electric |  | IC60N RCBO C16 | [5 empty] | KIA - 0019 |  |  | 13/12/2021 | 2 - Normal | 2 - Medium | 1 - Excellent |  | 3 - Normal
Kiama RAIR Ambulance Station | Kiama RAIR Ambulance Station | Ground | 13 |  |  | RCBO | 24 | 0 |  | Schneider electric |  | IC60N RCBO C16 | [5 empty] | KIA - 0019 |  |  | 13/12/2021 | 2 - Normal | 2 - Medium | 1 - Excellent |  | 3 - Normal
Kiama RAIR Ambulance Station | Kiama RAIR Ambulance Station | Ground | 13 |  |  | RCBO | 24 | 0 |  | Schneider electric |  | IC60N RCBO C16 | [5 empty] | KIA - 0019 |  |  | 13/12/2021 | 2 - Normal | 2 - Medium | 1 - Excellent |  | 3 - Normal
Kiama RAIR Ambulance Station | Kiama RAIR Ambulance Station | Ground | 13 |  |  | RCBO | 24 | 0 |  | Schneider electric |  | IC60N RCBO C16 | [5 empty] | KIA - 0019 |  |  | 13/12/2021 | 2 - Normal | 2 - Medium | 1 - Excellent |  | 3 - Normal
Kiama RAIR Ambulance Station | Kiama RAIR Ambulance Station | Ground | 13 |  |  | RCBO | 24 | 0 |  | Schneider electric |  | IC60N RCBO C16 | [5 empty] | KIA - 0019 |  |  | 13/12/2021 | 2 - Normal | 2 - Medium | 1 - Excellent |  | 3 - Normal
Kiama RAIR Ambulance Station | Kiama RAIR Ambulance Station | Ground | 13 |  |  | RCBO | 24 | 0 |  | Schneider electric |  | IC60N RCBO C16 | [5 empty] | KIA - 0019 |  |  | 13/12/2021 | 2 - Normal | 2 - Medium | 1 - Excellent |  | 3 - Normal
Kiama RAIR Ambulance Station | Kiama RAIR Ambulance Station | Ground | 13 |  |  | RCBO | 24 | 0 |  | Schneider electric |  | IC60N RCBO C16 | [5 empty] | KIA - 0019 |  |  | 13/12/2021 | 2 - Normal | 2 - Medium | 1 - Excellent |  | 3 - Normal
Kiama RAIR Ambulance Station | Kiama RAIR Ambulance Station | Ground | 13 |  |  | RCBO | 24 | 0 |  | Schneider electric |  | IC60N RCBO C16 | [5 empty] | KIA - 0019 |  |  | 13/12/2021 | 2 - Normal | 2 - Medium | 1 - Excellent |  | 3 - Normal
Kiama RAIR Ambulance Station | Kiama RAIR Ambulance Station | Ground | 13 |  |  | RCBO | 24 | 0 |  | Schneider electric |  | IC60N RCBO C16 | [5 empty] | KIA - 0019 |  |  | 13/12/2021 | 2 - Normal | 2 - Medium | 1 - Excellent |  | 3 - Normal
Kiama RAIR Ambulance Station | Kiama RAIR Ambulance Station | Ground | 13 |  |  | RCBO | 24 | 0 |  | Schneider electric |  | IC60N RCBO C16 | [5 empty] | KIA - 0019 |  |  | 13/12/2021 | 2 - Normal | 2 - Medium | 1 - Excellent |  | 3 - Normal
Kiama RAIR Ambulance Station | Kiama RAIR Ambulance Station | Ground | 13 |  |  | RCBO | 24 | 0 |  | Schneider electric |  | IC60N RCBO C16 | [5 empty] | KIA - 0019 |  |  | 13/12/2021 | 2 - Normal | 2 - Medium | 1 - Excellent |  | 3 - Normal
Kiama RAIR Ambulance Station | Kiama RAIR Ambulance Station | Ground | 13 |  |  | RCBO | 24 | 0 |  | Schneider electric |  | IC60N RCBO C16 | [5 empty] | KIA - 0019 |  |  | 13/12/2021 | 2 - Normal | 2 - Medium | 1 - Excellent |  | 3 - Normal
Kiama RAIR Ambulance Station | Kiama RAIR Ambulance Station | Ground | 13 |  |  | RCBO | 24 | 0 |  | Schneider electric |  | IC60N RCBO C16 | [5 empty] | KIA - 0019 |  |  | 13/12/2021 | 2 - Normal | 2 - Medium | 1 - Excellent |  | 3 - Normal
Kiama RAIR Ambulance Station | Kiama RAIR Ambulance Station | Ground | 13 |  |  | RCBO | 24 | 0 |  | Schneider electric |  | IC60N RCBO C16 | [5 empty] | KIA - 0019 |  |  | 13/12/2021 | 2 - Normal | 2 - Medium | 1 - Excellent |  | 3 - Normal
Kiama RAIR Ambulance Station | Kiama RAIR Ambulance Station | Ground | 13 |  |  | RCBO | 24 | 0 |  | Schneider electric |  | IC60N RCBO C16 | [5 empty] | KIA - 0019 |  |  | 13/12/2021 | 2 - Normal | 2 - Medium | 1 - Excellent |  | 3 - Normal
Kiama RAIR Ambulance Station | Kiama RAIR Ambulance Station | Ground | 13 |  |  | RCBO | 24 | 0 |  | Schneider electric |  | IC60N RCBO C16 | [5 empty] | KIA - 0019 |  |  | 13/12/2021 | 2 - Normal | 2 - Medium | 1 - Excellent |  | 3 - Normal
Kiama RAIR Ambulance Station | Kiama RAIR Ambulance Station | Ground | 13 |  |  | RCBO | 24 | 0 |  | Schneider electric |  | IC60N RCBO C16 | [5 empty] | KIA - 0019 |  |  | 13/12/2021 | 2 - Normal | 2 - Medium | 1 - Excellent |  | 3 - Normal
Kiama RAIR Ambulance Station | Kiama RAIR Ambulance Station | Ground | 13 |  |  | RCBO | 24 | 0 |  | Schneider electric |  | IC60N RCBO C16 | [5 empty] | KIA - 0019 |  |  | 13/12/2021 | 2 - Normal | 2 - Medium | 1 - Excellent |  | 3 - Normal
Kiama RAIR Ambulance Station | Kiama RAIR Ambulance Station | Ground | 13 |  |  | RCBO | 24 | 0 |  | Schneider electric |  | IC60N RCBO C16 | [5 empty] | KIA - 0019 |  |  | 13/12/2021 | 2 - Normal | 2 - Medium | 1 - Excellent |  | 3 - Normal
Kiama RAIR Ambulance Station | Kiama RAIR Ambulance Station | Ground | 13 |  |  | RCBO | 24 | 0 |  | Schneider electric |  | IC60N RCBO C16 | [5 empty] | KIA - 0019 |  |  | 13/12/2021 | 2 - Normal | 2 - Medium | 1 - Excellent |  | 3 - Normal
Kiama RAIR Ambulance Station | Kiama RAIR Ambulance Station | Ground | 13 |  |  | RCBO | 24 | 0 |  | Schneider electric |  | IC60N RCBO C16 | [5 empty] | KIA - 0019 |  |  | 13/12/2021 | 2 - Normal | 2 - Medium | 1 - Excellent |  | 3 - Normal
Kiama RAIR Ambulance Station | Kiama RAIR Ambulance Station | Ground | 13 |  | KIA - 0020 | Solar Inverter | 1 | KIA - 0020 |  | SUNGROW |  | SG15RT | A2141602199 | [7 empty] | 13/12/2021 | 2 - Normal | 2 - Medium | 1 - Excellent |  | 3 - Normal
Kiama RAIR Ambulance Station | Kiama RAIR Ambulance Station | Ground | 14 |  | KIA - 0021 | Single pump controller | 1 | KIA - 0021 |  | All Pumps |  | APS-15005 | 58879 | [7 empty] | 13/12/2021 | 2 - Normal | 2 - Medium | 1 - Excellent |  | 3 - Normal
Kiama RAIR Ambulance Station | Kiama RAIR Ambulance Station | Ground | 14 |  | KIA - 0022 | Oil Separator Tank | 1 | KIA - 0022 |  | Kwikflo environmental |  | KCPS-1000 | 21330-3 | 200 | [6 empty] | 13/12/2021 | 2 - Normal | 2 - Medium | 1 - Excellent |  | 3 - Normal |  | Manufacturer could also be All Pumps. Please confirm
Kiama RAIR Ambulance Station | Kiama RAIR Ambulance Station | Ground | 14 |  | KIA - 0023 | Diaphragm Pump | 1 | KIA - 0023 |  | Kwikflo |  | KDS25-100 | [8 empty] | 13/12/2021 | 2 - Normal | 2 - Medium | 1 - Excellent |  | 3 - Normal
Kiama RAIR Ambulance Station | Kiama RAIR Ambulance Station | Ground | 14 |  | KIA - 0024 | Oil Seperator Induction Motor | 1 | KIA - 0024 |  | WEG |  | W22 | [8 empty] | 13/12/2021 | 2 - Normal | 2 - Medium | 1 - Excellent |  | 3 - Normal
Kiama RAIR Ambulance Station | Kiama RAIR Ambulance Station | Ground | 15 | Behind building | KIA - 0026 | Hot Water Heater | 1 | KIA - 0026 |  | Rinnai |  | Sph-315m-3.6 | MP250550 | 315 | [6 empty] | 13/12/2021 | 2 - Normal | 2 - Medium | 1 - Excellent |  | 3 - Normal
Kiama RAIR Ambulance Station | Kiama RAIR Ambulance Station | Ground | 15 | Behind building |  | Dual curculation pump | 1 | 0 |  | REEFE |  | RHC2060-S/S | [8 empty] | 13/12/2021 | 2 - Normal | 2 - Medium | 1 - Excellent |  | 3 - Normal
Kiama RAIR Ambulance Station | Kiama RAIR Ambulance Station | Ground | 15 | Behind building | KIA - 0025 | Mechanical Sercives Switchboard | 1 | KIA - 0025 |  | ENVIRO | [10 empty] | 13/12/2021 | 2 - Normal | 2 - Medium | 1 - Excellent |  | 3 - Normal
Kiama RAIR Ambulance Station | Kiama RAIR Ambulance Station | Ground | 15 | Behind building | KIA - 0027 | A/C Unit Split (Outdoor) | 1 | KIA - 0027 |  | Mitsubishi |  | MUZ-GE50VAD | 7001357T | [7 empty] | 13/12/2021 | 2 - Normal | 2 - Medium | 1 - Excellent |  | 3 - Normal
Kiama RAIR Ambulance Station | Kiama RAIR Ambulance Station | Ground | 15 | Behind building | KIA - 0028 | A/C Air Package Unit | 1 | KIA - 0028 |  | Mitsubishi | 1/11/2017 | PURY-P250YLM-A | 7ZW01904 | [7 empty] | 13/12/2021 | 2 - Normal | 2 - Medium | 1 - Excellent |  | 3 - Normal
Kiama RAIR Ambulance Station | Kiama RAIR Ambulance Station | Ground | 15 | Behind building next to delivery room | KIA - 0029 | Fire Hose Reel | 1 | KIA - 0029 |  | BFI (36m) | [10 empty] | 13/12/2021 | 2 - Normal | 2 - Medium | 1 - Excellent |  | 3 - Normal
Kiama RAIR Ambulance Station | Kiama RAIR Ambulance Station | Ground | 15 | Next to rain water tank. Under fire hose reel | KIA - 0030 | Rain water tank (pump) | 1 | KIA - 0030 |  | DAB | [10 empty] | 13/12/2021 | 2 - Normal | 2 - Medium | 1 - Excellent |  | 3 - Normal
Kiama RAIR Ambulance Station | Kiama RAIR Ambulance Station | Ground | 15 | Next to rain water tank. Under fire hose reel | KIA - 0031 | Pump Controller | 1 | KIA - 0031 |  | Icon |  | Ipress Pro | [8 empty] | 13/12/2021 | 2 - Normal | 2 - Medium | 1 - Excellent |  | 3 - Normal
Kiama RAIR Ambulance Station | Kiama RAIR Ambulance Station | Ground | 15 | Behind building next to fire hose reel | KIA - 0032 | Rain water tank | 1 | KIA - 0032 |  | Kingspan water | 1/5/2018 |  | 134496 | 5,100 | [6 empty] | 13/12/2021 | 2 - Normal | 2 - Medium | 1 - Excellent |  | 3 - Normal
Kiama RAIR Ambulance Station | Kiama RAIR Ambulance Station | Ground | 15 | Behind building next to fire hose reel | KIA - 0033 | Rain water tank | 1 | KIA - 0033 |  | Kingspan |  |  | 141992 | 5,790 | [6 empty] | 13/12/2021 | 2 - Normal | 2 - Medium | 1 - Excellent |  | 3 - Normal
Kiama RAIR Ambulance Station | Kiama RAIR Ambulance Station | Ground | 15 | Front garden |  | RPZ | 1 | 0 |  | Apollo | 1/8/2017 | RPAULF4A | 870137 | [7 empty] | 13/12/2021 | 2 - Normal | 2 - Medium | 1 - Excellent |  | 3 - Normal
Kiama RAIR Ambulance Station | Kiama RAIR Ambulance Station | Ground | 15 | Front garden |  | Water meter | 1 | 0 |  |  |  |  | DGHLOO84 | [7 empty] | 13/12/2021 | 2 - Normal | 2 - Medium | 1 - Excellent |  | 3 - Normal
Kiama RAIR Ambulance Station | Kiama RAIR Ambulance Station | Ground | 15 | Front of building | KIA - 0036 | Main Switchboard | 1 | KIA - 0036 |  | Relec | [10 empty] | 13/12/2021 | 2 - Normal | 2 - Medium | 1 - Excellent |  | 3 - Normal
Kiama RAIR Ambulance Station | Kiama RAIR Ambulance Station | Ground | 15 |  |  | RCBO | 1 | 0 |  | Clipsal |  | RCBE220/30S C20 | [5 empty] | KIA - 0036 |  |  | 13/12/2021 | 2 - Normal | 2 - Medium | 1 - Excellent |  | 3 - Normal
Kiama RAIR Ambulance Station | Kiama RAIR Ambulance Station | Ground | 15 | Driveway entry | KIA - 0034 | Automatic sliding gate | 1 | KIA - 0034 |  | Reninca | [10 empty] | 13/12/2021 | 2 - Normal | 2 - Medium | 1 - Excellent |  | 3 - Normal
Kiama RAIR Ambulance Station | Kiama RAIR Ambulance Station | Ground | 15 | Next to entry door 001 | KIA - 0035 | Fie Extinguisher (Powder) | 1 | KIA - 0035 | [12 empty] | 13/12/2021 | 2 - Normal | 2 - Medium | 1 - Excellent |  | 3 - Normal
Kiama RAIR Ambulance Station | Kiama RAIR Ambulance Station | Ground | 15 | Patio entertainment area | KIA - 0037 | Fire Hose Reel | 1 | KIA - 0037 |  | BFI (36m) | [10 empty] | 13/12/2021 | 2 - Normal | 2 - Medium | 1 - Excellent |  | 3 - Normal
Kiama RAIR Ambulance Station | Carport | Ground | 1 |  | KIA 0038 | RPZ | 1 | KIA 0038 |  | Febco |  | 860L | 49509 | [7 empty] | 13/12/2021 | 2 - Normal | 2 - Medium | 1 - Excellent |  | 3 - Normal
Kiama RAIR Ambulance Station | Carport | Ground | 1 |  | KIA - 0039 | RPZ | 1 | KIA - 0039 |  | Febco |  | 860L | 49466 | [7 empty] | 13/12/2021 | 2 - Normal | 2 - Medium | 1 - Excellent |  | 3 - Normal
Kiama RAIR Ambulance Station | Carport | Ground | 1 |  | KIA - 0040 | Eye Wash Station | 1 | KIA - 0040 |  | Enware | [10 empty] | 13/12/2021 | 2 - Normal | 2 - Medium | 1 - Excellent |  | 3 - Normal
Kiama RAIR Ambulance Station | Carport | Ground | 1 |  | KIA - 0041 | Pressure Cleaner | 1 | KIA - 0041 |  | Nilfisk |  | SC UNO PS | 107340500 | [7 empty] | 13/12/2021 | 2 - Normal | 2 - Medium | 1 - Excellent |  | 3 - Normal
Kiama RAIR Ambulance Station | Carport | Ground | 1 |  | KIA - 0042 | Stainless Steel Commercial Sink | 1 | KIA - 0042 |  | Austmont | [10 empty] | 13/12/2021 | 2 - Normal | 2 - Medium | 1 - Excellent |  | 3 - Normal
Kiama RAIR Ambulance Station | Carport | Ground | 1 |  | KIA - 0043 | TMV | 1 | KIA - 0043 |  | AVG Australian valve group | [10 empty] | 13/12/2021 | 2 - Normal | 2 - Medium | 1 - Excellent |  | 3 - Normal
Kiama RAIR Ambulance Station | Carport | Ground | 1 |  |  | Automatic Roller Door Motor | 1 | 0 |  | ATA |  | TORO GDO-10V3 | [8 empty] | 13/12/2021 | 2 - Normal | 2 - Medium | 1 - Excellent |  | 3 - Normal
Kiama RAIR Ambulance Station | Carport | Ground | 1 |  | KIA - 0044 | Automatic Roller Door | 1 | KIA - 0044 | [6 empty] | 3 | 5.2 |  |  |  |  | 13/12/2021 | 2 - Normal | 2 - Medium | 1 - Excellent |  | 3 - Normal
Sussex Inlet Ambulance Station | Sussex Inlet Ambulance Station | Ground | 1 | Above entry door | SUS - 0001 | Emergency Exit Light (Green) | 1 | SUS - 0001 |  | Legrand |  | Led Slide Connect | [8 empty] | 7/2/2022 | 2 - Normal | 2 - Medium | 1 - Excellent |  | 3 - Normal
Sussex Inlet Ambulance Station | Sussex Inlet Ambulance Station | Ground | 1 |  |  | Emergency Exit Light (Spitfire) | 1 | 0 | [12 empty] | 7/2/2022 | 2 - Normal | 2 - Medium | 1 - Excellent |  | 3 - Normal
Sussex Inlet Ambulance Station | Sussex Inlet Ambulance Station | Ground | 1 |  | SUS - 0002 | A/C Unit Split (Indoor) | 1 | SUS - 0002 |  | Daikin |  | CTXM35RVMA | E005841 | [7 empty] | 7/2/2022 | 2 - Normal | 2 - Medium | 1 - Excellent |  | 3 - Normal
Sussex Inlet Ambulance Station | Sussex Inlet Ambulance Station | Ground | 1 |  | SUS - 0003 | Fire Hose Reel | 1 | SUS - 0003 |  | Bulbeck Fire Industries | 1/1/2002 | 36m | [8 empty] | 7/2/2022 | 2 - Normal | 2 - Medium | 1 - Excellent |  | 3 - Normal
Sussex Inlet Ambulance Station | Sussex Inlet Ambulance Station | Ground | 1 |  | SUS - 0004 | Fire Extinguisher (Dry Chemical) | 1 | SUS - 0004 | [12 empty] | 7/2/2022 | 2 - Normal | 2 - Medium | 1 - Excellent |  | 3 - Normal
Sussex Inlet Ambulance Station | Sussex Inlet Ambulance Station | Ground | 2 | Office area |  | Smoke Detector | 1 | 0 | [12 empty] | 7/2/2022 | 2 - Normal | 2 - Medium | 1 - Excellent |  | 3 - Normal
Sussex Inlet Ambulance Station | Sussex Inlet Ambulance Station | Ground | 2 | Above Entry door to space 001 |  | Emergency Exit Light (Spitfire) | 1 | 0 | [12 empty] | 7/2/2022 | 2 - Normal | 2 - Medium | 1 - Excellent |  | 3 - Normal
Sussex Inlet Ambulance Station | Sussex Inlet Ambulance Station | Ground | 2 | Office area | SUS - 0005 | A/C Unit Split (Indoor) | 1 | SUS - 0005 |  | Daikin |  | CTXM35RVMA | E006338 | [7 empty] | 7/2/2022 | 2 - Normal | 2 - Medium | 1 - Excellent |  | 3 - Normal
Sussex Inlet Ambulance Station | Sussex Inlet Ambulance Station | Ground | 2 | Outside gym |  | Smoke Detector | 1 | 0 | [12 empty] | 7/2/2022 | 2 - Normal | 2 - Medium | 1 - Excellent |  | 3 - Normal
Sussex Inlet Ambulance Station | Sussex Inlet Ambulance Station | Ground | 2 | Outside gym |  | Emergency Exit Light (Spitfire) | 1 | 0 | [12 empty] | 7/2/2022 | 2 - Normal | 2 - Medium | 1 - Excellent |  | 3 - Normal
Sussex Inlet Ambulance Station | Sussex Inlet Ambulance Station | Ground | 3 |  | SUS - 0006 | A/C Unit Split (Indoor) | 1 | SUS - 0006 |  | Daikin |  | CTXM35RVMA | E006336 | [7 empty] | 7/2/2022 | 2 - Normal | 2 - Medium | 1 - Excellent |  | 3 - Normal
Sussex Inlet Ambulance Station | Sussex Inlet Ambulance Station | Ground | 7 |  |  | Smoke Detector | 1 | 0 | [12 empty] | 7/2/2022 | 2 - Normal | 2 - Medium | 1 - Excellent |  | 3 - Normal
Sussex Inlet Ambulance Station | Sussex Inlet Ambulance Station | Ground | 7 |  | SUS - 0007 | A/C Unit Split (Indoor) | 1 | SUS - 0007 |  | Daikin |  | FTXD50BVMA | 3909659 | [7 empty] | 7/2/2022 | 2 - Normal | 2 - Medium | 1 - Excellent |  | 3 - Normal
Sussex Inlet Ambulance Station | Sussex Inlet Ambulance Station | Ground | 9 |  | SUS - 0008 | Fire Blanket | 1 | SUS - 0008 | [12 empty] | 7/2/2022 | 2 - Normal | 2 - Medium | 1 - Excellent |  | 3 - Normal
Sussex Inlet Ambulance Station | Sussex Inlet Ambulance Station | Ground | 9 |  |  | Thermal Heat Detector | 1 | 0 | [12 empty] | 7/2/2022 | 2 - Normal | 2 - Medium | 1 - Excellent |  | 3 - Normal
Sussex Inlet Ambulance Station | Sussex Inlet Ambulance Station | Ground | 9 |  |  | Emergency Exit Light (Spitfire) | 1 | 0 | [12 empty] | 7/2/2022 | 2 - Normal | 2 - Medium | 1 - Excellent |  | 3 - Normal
Sussex Inlet Ambulance Station | Sussex Inlet Ambulance Station | Ground | 9 |  | SUS - 0009 | A/C Unit Split (Indoor) | 1 | SUS - 0009 |  | Daikin |  | FTXE35BVMA | 4900992 | [7 empty] | 7/2/2022 | 2 - Normal | 2 - Medium | 1 - Excellent |  | 3 - Normal
Sussex Inlet Ambulance Station | Sussex Inlet Ambulance Station | Ground | 9 |  | SUS - 0010 | A/C Unit Split (Indoor) | 1 | SUS - 0010 |  | Daikin |  | FTXE35BVMA | 4900990 | [7 empty] | 7/2/2022 | 2 - Normal | 2 - Medium | 1 - Excellent |  | 3 - Normal
Sussex Inlet Ambulance Station | Sussex Inlet Ambulance Station | Ground | 9 | Above exit door | SUS - 0011 | Emergency Exit Light (Green) | 1 | SUS - 0011 |  | Legrand |  | Led Slide Connect | [8 empty] | 7/2/2022 | 2 - Normal | 2 - Medium | 1 - Excellent |  | 3 - Normal
Sussex Inlet Ambulance Station | Sussex Inlet Ambulance Station | Ground | 10 |  |  | Wallmount Battery Charger | 1 | 0 |  | Durst |  | BCSW - 1225 B | 124320 | [7 empty] | 7/2/2022 | 2 - Normal | 2 - Medium | 1 - Excellent |  | 3 - Normal
Sussex Inlet Ambulance Station | Sussex Inlet Ambulance Station | Ground | 10 |  |  | Vehicle Battery Charger | 1 | 0 |  | Durst |  | BCS - 1225 C | A91017160 | [7 empty] | 7/2/2022 | 2 - Normal | 2 - Medium | 1 - Excellent |  | 3 - Normal
Sussex Inlet Ambulance Station | Sussex Inlet Ambulance Station | Ground | 10 |  | SUS - 0012 | Oil Separator Tank | 1 | SUS - 0012 |  | Kwikflo |  | SS1000 | 27367 A | [7 empty] | 7/2/2022 | 2 - Normal | 2 - Medium | 1 - Excellent |  | 3 - Normal
Sussex Inlet Ambulance Station | Sussex Inlet Ambulance Station | Ground | 10 | Above oil separater tank | SUS - 0013 | Switchboard | 1 | SUS - 0013 | [12 empty] | 7/2/2022 | 2 - Normal | 2 - Medium | 1 - Excellent |  | 3 - Normal
Sussex Inlet Ambulance Station | Sussex Inlet Ambulance Station | Ground | 10 |  |  | Wallmount Battery Charger | 1 | 0 |  | Durst |  | BCSW - 1225 BS | [8 empty] | 7/2/2022 | 2 - Normal | 2 - Medium | 1 - Excellent |  | 3 - Normal
Sussex Inlet Ambulance Station | Sussex Inlet Ambulance Station | Ground | 10 |  |  | Vehicle Battery Charger | 1 | 0 |  | Durst |  | BCS - 1225 C | A90412310 | [7 empty] | 7/2/2022 | 2 - Normal | 2 - Medium | 1 - Excellent |  | 3 - Normal
Sussex Inlet Ambulance Station | Sussex Inlet Ambulance Station | Ground | 10 | Under oil separator tank | SUS - 0014 | Diaphragm Pump | 1 | SUS - 0014 |  | Kwikflo |  | Ksm ds 25/100 | 5115 | [7 empty] | 7/2/2022 | 2 - Normal | 2 - Medium | 1 - Excellent |  | 3 - Normal
Sussex Inlet Ambulance Station | Sussex Inlet Ambulance Station | Ground | 10 | Under oil separator tank | SUS - 0015 | Oil Seperator Induction Motor | 1 | SUS - 0015 |  | Teco | 1/1/2004 | BEGU-BSAC2 | H417260059 | [7 empty] | 7/2/2022 | 2 - Normal | 2 - Medium | 1 - Excellent |  | 3 - Normal
Sussex Inlet Ambulance Station | Sussex Inlet Ambulance Station | Ground | 10 | Next to wash sink | SUS - 0016 | Fire Extinguisher (Dry Chemical) | 1 | SUS - 0016 | [12 empty] | 7/2/2022 | 2 - Normal | 2 - Medium | 1 - Excellent |  | 3 - Normal
Sussex Inlet Ambulance Station | Sussex Inlet Ambulance Station | Ground | 10 | Above wash sink | SUS - 0017 | EKA controller box | 1 | SUS - 0017 | [12 empty] | 7/2/2022 | 2 - Normal | 2 - Medium | 1 - Excellent |  | 3 - Normal
Sussex Inlet Ambulance Station | Sussex Inlet Ambulance Station | Ground | 10 |  | SUS - 0018 | Stainless Steel Commercial Sink | 1 | SUS - 0018 | [12 empty] | 7/2/2022 | 2 - Normal | 2 - Medium | 1 - Excellent |  | 3 - Normal
Sussex Inlet Ambulance Station | Sussex Inlet Ambulance Station | Ground | 11 |  | SUS - 0019 | Safe | 1 | SUS - 0019 |  | Guardall | [10 empty] | 7/2/2022 | 2 - Normal | 2 - Medium | 1 - Excellent |  | 3 - Normal
Sussex Inlet Ambulance Station | Sussex Inlet Ambulance Station | Ground | 11 |  | SUS - 0020 | Safe | 1 | SUS - 0020 |  | CMI | [10 empty] | 7/2/2022 | 2 - Normal | 2 - Medium | 1 - Excellent |  | 3 - Normal
Sussex Inlet Ambulance Station | Sussex Inlet Ambulance Station | Ground | 10 | Left door motor when inside Plantroom |  | Automatic Roller Door Motor | 1 | 0 |  | Grifco | 1/1/2004 | MT58001 | H04010059 | [7 empty] | 7/2/2022 | 2 - Normal | 2 - Medium | 3 - Fair |  | 3 - Normal
Sussex Inlet Ambulance Station | Sussex Inlet Ambulance Station | Ground | 10 | Centre roller door motor |  | Automatic Roller Door Motor | 1 | 0 |  | Grifco | 1/1/2004 | MT58001 | H04010192 | [7 empty] | 7/2/2022 | 2 - Normal | 2 - Medium | 3 - Fair |  | 3 - Normal
Sussex Inlet Ambulance Station | Sussex Inlet Ambulance Station | Ground | 10 | Right door motor from inside Plantroom |  | Automatic Roller Door Motor | 1 | 0 |  | Grifco | 1/1/2004 | MT58001 | [8 empty] | 7/2/2022 | 2 - Normal | 2 - Medium | 3 - Fair |  | 3 - Normal
Sussex Inlet Ambulance Station | Sussex Inlet Ambulance Station | Ground | 10 | Left roller door from inside Plantroom | SUS - 0021 | Automatic Roller Door | 1 | SUS - 0021 | [6 empty] | 3 | 3.4 |  |  |  |  | 7/2/2022 | 2 - Normal | 2 - Medium | 3 - Fair |  | 3 - Normal
Sussex Inlet Ambulance Station | Sussex Inlet Ambulance Station | Ground | 10 | Centre roller door | SUS - 0022 | Automatic Roller Door | 1 | SUS - 0022 | [6 empty] | 3 | 3.4 |  |  |  |  | 7/2/2022 | 2 - Normal | 2 - Medium | 3 - Fair |  | 3 - Normal
Sussex Inlet Ambulance Station | Sussex Inlet Ambulance Station | Ground | 10 | Right roller door from inside Plantroom | SUS - 0023 | Automatic Roller Door | 1 | SUS - 0023 | [6 empty] | 3 | 3.4 |  |  |  |  | 7/2/2022 | 2 - Normal | 2 - Medium | 3 - Fair |  | 3 - Normal
Sussex Inlet Ambulance Station | Sussex Inlet Ambulance Station | Ground | 12 | Front water meter |  | RPZ | 1 | 0 |  | Conbraco |  | 40205A1I | SU275 | [7 empty] | 7/2/2022 | 2 - Normal | 2 - Medium | 1 - Excellent |  | 3 - Normal
Sussex Inlet Ambulance Station | Sussex Inlet Ambulance Station | Ground | 12 | Side building | SUS - 0024 | A/C Unit Split (Outdoor) | 1 | SUS - 0024 |  | Daikin |  | 4MXM80RVMA | E005913 | [7 empty] | 7/2/2022 | 2 - Normal | 2 - Medium | 1 - Excellent |  | 3 - Normal
Sussex Inlet Ambulance Station | Sussex Inlet Ambulance Station | Ground | 12 | Rear station | SUS - 0025 | A/C Unit Split (Outdoor) | 1 | SUS - 0025 |  | Daikin |  | FTXD50BVMA | E001403 | [7 empty] | 7/2/2022 | 2 - Normal | 2 - Medium | 1 - Excellent |  | 3 - Normal
Sussex Inlet Ambulance Station | Sussex Inlet Ambulance Station | Ground | 12 | Rear station | SUS - 0026 | A/C Unit Split (Outdoor) | 1 | SUS - 0026 | [12 empty] | 7/2/2022 | 2 - Normal | 2 - Medium | 1 - Excellent |  | 3 - Normal
Sussex Inlet Ambulance Station | Sussex Inlet Ambulance Station | Ground | 12 | Rear station | SUS - 0027 | Distribution Board | 1 | SUS - 0027 |  | Hager |  | JYKA IP | [8 empty] | 7/2/2022 | 2 - Normal | 2 - Medium | 1 - Excellent |  | 3 - Normal
Sussex Inlet Ambulance Station | Sussex Inlet Ambulance Station | Ground | 12 | Rear station | SUS - 0028 | Main Switchboard | 1 | SUS - 0028 |  | Butler & Reardon | [10 empty] | 7/2/2022 | 2 - Normal | 2 - Medium | 1 - Excellent |  | 3 - Normal
Sussex Inlet Ambulance Station | Sussex Inlet Ambulance Station | Ground | 12 | Distribution board |  | RCD | 1 | 0 |  | NHP |  | M6RCBS2030C mod6 C20 | [5 empty] | SUS - 0027 |  |  | 7/2/2022 | 2 - Normal | 2 - Medium | 1 - Excellent |  | 3 - Normal
Sussex Inlet Ambulance Station | Sussex Inlet Ambulance Station | Ground | 12 | Distribution board |  | RCD | 8 | 0 |  | Hager |  | AD120T 104301 C20 | [5 empty] | SUS - 0027 |  |  | 7/2/2022 | 2 - Normal | 2 - Medium | 1 - Excellent |  | 3 - Normal
Sussex Inlet Ambulance Station | Sussex Inlet Ambulance Station | Ground | 12 | Distribution board |  | RCD | 8 | 0 |  | Hager |  | AD120T 104301 C20 | [5 empty] | SUS - 0027 |  |  | 7/2/2022 | 2 - Normal | 2 - Medium | 1 - Excellent |  | 3 - Normal
Sussex Inlet Ambulance Station | Sussex Inlet Ambulance Station | Ground | 12 | Distribution board |  | RCD | 8 | 0 |  | Hager |  | AD120T 104301 C20 | [5 empty] | SUS - 0027 |  |  | 7/2/2022 | 2 - Normal | 2 - Medium | 1 - Excellent |  | 3 - Normal
Sussex Inlet Ambulance Station | Sussex Inlet Ambulance Station | Ground | 12 | Distribution board |  | RCD | 8 | 0 |  | Hager |  | AD120T 104301 C20 | [5 empty] | SUS - 0027 |  |  | 7/2/2022 | 2 - Normal | 2 - Medium | 1 - Excellent |  | 3 - Normal
Sussex Inlet Ambulance Station | Sussex Inlet Ambulance Station | Ground | 12 | Distribution board |  | RCD | 8 | 0 |  | Hager |  | AD120T 104301 C20 | [5 empty] | SUS - 0027 |  |  | 7/2/2022 | 2 - Normal | 2 - Medium | 1 - Excellent |  | 3 - Normal
Sussex Inlet Ambulance Station | Sussex Inlet Ambulance Station | Ground | 12 | Distribution board |  | RCD | 8 | 0 |  | Hager |  | AD120T 104301 C20 | [5 empty] | SUS - 0027 |  |  | 7/2/2022 | 2 - Normal | 2 - Medium | 1 - Excellent |  | 3 - Normal
Sussex Inlet Ambulance Station | Sussex Inlet Ambulance Station | Ground | 12 | Distribution board |  | RCD | 8 | 0 |  | Hager |  | AD120T 104301 C20 | [5 empty] | SUS - 0027 |  |  | 7/2/2022 | 2 - Normal | 2 - Medium | 1 - Excellent |  | 3 - Normal
Sussex Inlet Ambulance Station | Sussex Inlet Ambulance Station | Ground | 12 | Distribution board |  | RCD | 8 | 0 |  | Hager |  | AD120T 104301 C20 | [5 empty] | SUS - 0027 |  |  | 7/2/2022 | 2 - Normal | 2 - Medium | 1 - Excellent |  | 3 - Normal
Batemans Bay Ambulance Station | Batemans Bay Ambulance Station | Ground | 1 |  |  | Emergency Exit Light (Green) | 1 | 0 |  | Ektor | [10 empty] | 8/2/2022 | 2 - Normal | 2 - Medium | 1 - Excellent |  | 3 - Normal
Batemans Bay Ambulance Station | Batemans Bay Ambulance Station | Ground | 2 | Above door from Entry |  | Emergency Exit Light (Green) | 1 | 0 |  | Ektor | [10 empty] | 8/2/2022 | 2 - Normal | 2 - Medium | 1 - Excellent |  | 3 - Normal
Batemans Bay Ambulance Station | Batemans Bay Ambulance Station | Ground | 2 | Leading to plantroom |  | Emergency Exit Light (Spitfire) | 1 | 0 | [12 empty] | 8/2/2022 | 2 - Normal | 2 - Medium | 1 - Excellent |  | 3 - Normal
Batemans Bay Ambulance Station | Batemans Bay Ambulance Station | Ground | 2 | Above door to plant |  | Emergency Exit Light (Green) | 1 | 0 |  | Ektor | [10 empty] | 8/2/2022 | 2 - Normal | 2 - Medium | 1 - Excellent |  | 3 - Normal
Batemans Bay Ambulance Station | Batemans Bay Ambulance Station | Ground | 2 | Centre hallway outside female bathroom |  | Emergency Exit Light (Spitfire) | 1 | 0 | [12 empty] | 8/2/2022 | 2 - Normal | 2 - Medium | 1 - Excellent |  | 3 - Normal
Batemans Bay Ambulance Station | Batemans Bay Ambulance Station | Ground | 2 | Leading to kitchen |  | Emergency Exit Light (Spitfire) | 1 | 0 | [12 empty] | 8/2/2022 | 2 - Normal | 2 - Medium | 1 - Excellent |  | 3 - Normal
Batemans Bay Ambulance Station | Batemans Bay Ambulance Station | Ground | 2 | Above door to kitchen |  | Emergency Exit Light (Green) | 1 | 0 |  | Ektor | [10 empty] | 8/2/2022 | 2 - Normal | 2 - Medium | 1 - Excellent |  | 3 - Normal
Batemans Bay Ambulance Station | Batemans Bay Ambulance Station | Ground | 3 |  |  | Smoke Detector | 1 | 0 | [12 empty] | 8/2/2022 | 2 - Normal | 2 - Medium | 1 - Excellent |  | 3 - Normal
Batemans Bay Ambulance Station | Batemans Bay Ambulance Station | Ground | 2 | Near Plantroom door | BTE - 0001 | Safe | 1 | BTE - 0001 | [12 empty] | 8/2/2022 | 2 - Normal | 2 - Medium | 1 - Excellent |  | 3 - Normal
Batemans Bay Ambulance Station | Batemans Bay Ambulance Station | Ground | 4 | Near entry to space 002 corridor | BTE - 0002 | Fire Extinguisher (C02) | 1 | BTE - 0002 | [12 empty] | 8/2/2022 | 2 - Normal | 2 - Medium | 1 - Excellent |  | 3 - Normal
Batemans Bay Ambulance Station | Batemans Bay Ambulance Station | Ground | 4 | Near entry to corridor space 002 | BTE - 0003 | Solar Inverter | 1 | BTE - 0003 |  | Goodwe |  | GW10KL-DT | 9010KDTL209W0167 | [7 empty] | 8/2/2022 | 2 - Normal | 2 - Medium | 1 - Excellent |  | 3 - Normal
Batemans Bay Ambulance Station | Batemans Bay Ambulance Station | Ground | 4 | Next to fire hose reel | BTE - 0004 | Fire Blanket | 1 | BTE - 0004 | [12 empty] | 8/2/2022 | 2 - Normal | 2 - Medium | 1 - Excellent |  | 3 - Normal
Batemans Bay Ambulance Station | Batemans Bay Ambulance Station | Ground | 4 |  | BTE - 0005 | Fire Hose Reel | 1 | BTE - 0005 |  | Dura |  | 36m | [8 empty] | 8/2/2022 | 2 - Normal | 2 - Medium | 1 - Excellent |  | 3 - Normal
Batemans Bay Ambulance Station | Batemans Bay Ambulance Station | Ground | 4 | Front of station door |  | Automatic Sectional Door Motor | 1 | 0 |  | Grifco | 22/5/2019 | GSD-SDO | 40-36458-3C | [7 empty] | 8/2/2022 | 2 - Normal | 2 - Medium | 1 - Excellent |  | 3 - Normal
Batemans Bay Ambulance Station | Batemans Bay Ambulance Station | Ground | 4 | Rear of station |  | Automatic Sectional Door Motor | 1 | 0 | [12 empty] | 8/2/2022 | 2 - Normal | 2 - Medium | 1 - Excellent |  | 3 - Normal
Batemans Bay Ambulance Station | Batemans Bay Ambulance Station | Ground | 4 |  |  | Wallmount Battery Charger | 1 | 0 |  | Durst |  | BCSW - 1225 B | 126322 | [7 empty] | 8/2/2022 | 2 - Normal | 2 - Medium | 1 - Excellent |  | 3 - Normal
Batemans Bay Ambulance Station | Batemans Bay Ambulance Station | Ground | 4 |  |  | Vehicle Battery Charger | 1 | 0 |  | Durst |  | BCS - 1225C | A90619120 | [7 empty] | 8/2/2022 | 2 - Normal | 2 - Medium | 1 - Excellent |  | 3 - Normal
Batemans Bay Ambulance Station | Batemans Bay Ambulance Station | Ground | 4 |  |  | Wallmount Battery Charger | 1 | 0 |  | Durst |  | BCSW - 1225 BS | [8 empty] | 8/2/2022 | 2 - Normal | 2 - Medium | 1 - Excellent |  | 3 - Normal
Batemans Bay Ambulance Station | Batemans Bay Ambulance Station | Ground | 4 |  |  | Vehicle Battery Charger | 1 | 0 |  | Durst |  | BCS - 1225C | A90610636 | [7 empty] | 8/2/2022 | 2 - Normal | 2 - Medium | 1 - Excellent |  | 3 - Normal
Batemans Bay Ambulance Station | Batemans Bay Ambulance Station | Ground | 4 |  | BTE - 0007 | Oil Separator Tank | 1 | BTE - 0007 |  | Kwikflo | 5/8/2005 | KCPS-1000 | 2248 E | 200 | [6 empty] | 8/2/2022 | 2 - Normal | 2 - Medium | 2 |  | 3 - Normal
Batemans Bay Ambulance Station | Batemans Bay Ambulance Station | Ground | 4 |  | BTE - 0006 | Diaphragm Pump | 1 | BTE - 0006 |  |  |  | CP00251C1J8C | 11G3534 | [7 empty] | 8/2/2022 | 2 - Normal | 2 - Medium | 1 - Excellent |  | 3 - Normal
Batemans Bay Ambulance Station | Batemans Bay Ambulance Station | Ground | 4 |  | BTE - 0008 | Oil Seperator Induction Motor | 1 | BTE - 0008 |  | MONO |  | CP25 | [8 empty] | 8/2/2022 | 2 - Normal | 2 - Medium | 1 - Excellent |  | 3 - Normal
Batemans Bay Ambulance Station | Batemans Bay Ambulance Station | Ground | 4 |  | BTE - 0010 | Stainless Steel Commercial Sink | 1 | BTE - 0010 | [12 empty] | 8/2/2022 | 2 - Normal | 2 - Medium | 1 - Excellent |  | 3 - Normal
Batemans Bay Ambulance Station | Batemans Bay Ambulance Station | Ground | 4 | Above sink | BTE - 0009 | Hot Water Heater | 1 | BTE - 0009 |  | Rheem | 22/9/2011 | 11102507 | 4678496 | 25 | [6 empty] | 8/2/2022 | 2 - Normal | 2 - Medium | 2 |  | 3 - Normal
Batemans Bay Ambulance Station | Batemans Bay Ambulance Station | Ground | 4 |  |  | Pressure Cleaner | 1 | 0 |  | Kerrick | [10 empty] | 8/2/2022 | 2 - Normal | 2 - Medium | 1 - Excellent |  | 3 - Normal
Batemans Bay Ambulance Station | Batemans Bay Ambulance Station | Ground | 4 |  | BTE - 0012 | Fire Blanket | 1 | BTE - 0012 | [12 empty] | 8/2/2022 | 2 - Normal | 2 - Medium | 1 - Excellent |  | 3 - Normal
Batemans Bay Ambulance Station | Batemans Bay Ambulance Station | Ground | 4 | Exit door rear of plant |  | Emergency Exit Light (Green) | 1 | 0 |  | Ektor | [10 empty] | 8/2/2022 | 2 - Normal | 2 - Medium | 1 - Excellent |  | 3 - Normal
Batemans Bay Ambulance Station | Batemans Bay Ambulance Station | Ground | 4 |  |  | Wallmount Battery Charger | 1 | 0 |  | Durst |  | BCSW - 1225 BS | [8 empty] | 8/2/2022 | 2 - Normal | 2 - Medium | 1 - Excellent |  | 3 - Normal
Batemans Bay Ambulance Station | Batemans Bay Ambulance Station | Ground | 4 |  |  | Vehicle Battery Charger | 1 | 0 |  | Durst |  | BCS - 1225C | A90800195 | [7 empty] | 8/2/2022 | 2 - Normal | 2 - Medium | 1 - Excellent |  | 3 - Normal
Batemans Bay Ambulance Station | Batemans Bay Ambulance Station | Ground | 4 |  |  | Heat & Carbon Monoxide Alarm | 1 | 0 | [12 empty] | 8/2/2022 | 2 - Normal | 2 - Medium | 1 - Excellent |  | 3 - Normal
Batemans Bay Ambulance Station | Batemans Bay Ambulance Station | Ground | 4 |  |  | Emergency Exit Light (Spitfire) | 4 | 0 | [12 empty] | 8/2/2022 | 2 - Normal | 2 - Medium | 1 - Excellent |  | 3 - Normal
Batemans Bay Ambulance Station | Batemans Bay Ambulance Station | Ground | 4 |  |  | Emergency Exit Light (Spitfire) | 4 | 0 | [12 empty] | 8/2/2022 | 2 - Normal | 2 - Medium | 1 - Excellent |  | 3 - Normal
Batemans Bay Ambulance Station | Batemans Bay Ambulance Station | Ground | 4 |  |  | Emergency Exit Light (Spitfire) | 4 | 0 | [12 empty] | 8/2/2022 | 2 - Normal | 2 - Medium | 1 - Excellent |  | 3 - Normal
Batemans Bay Ambulance Station | Batemans Bay Ambulance Station | Ground | 4 |  |  | Emergency Exit Light (Spitfire) | 4 | 0 | [12 empty] | 8/2/2022 | 2 - Normal | 2 - Medium | 1 - Excellent |  | 3 - Normal
Batemans Bay Ambulance Station | Batemans Bay Ambulance Station | Ground | 4 | Front of station door | BTE - 0013 | Automatic Sectional Door | 1 | BTE - 0013 | [6 empty] | 3.6 | 6.9 |  |  |  |  | 8/2/2022 | 2 - Normal | 2 - Medium | 1 - Excellent |  | 3 - Normal
Batemans Bay Ambulance Station | Batemans Bay Ambulance Station | Ground | 4 | Rear station door | BTE - 0014 | Automatic Sectional Door | 1 | BTE - 0014 | [6 empty] | 3.6 | 6.9 |  |  |  |  | 8/2/2022 | 2 - Normal | 2 - Medium | 1 - Excellent |  | 3 - Normal
Batemans Bay Ambulance Station | Batemans Bay Ambulance Station | Ground | 6 |  |  | Emergency Exit Light (Spitfire) | 1 | 0 | [12 empty] | 8/2/2022 | 2 - Normal | 2 - Medium | 1 - Excellent |  | 3 - Normal
Batemans Bay Ambulance Station | Batemans Bay Ambulance Station | Ground | 7 |  |  | Smoke Detector | 1 | 0 | [12 empty] | 8/2/2022 | 2 - Normal | 2 - Medium | 1 - Excellent |  | 3 - Normal
Batemans Bay Ambulance Station | Batemans Bay Ambulance Station | Ground | 7 |  | BTE - 0015 | Safe | 1 | BTE - 0015 |  | CMI | [10 empty] | 8/2/2022 | 2 - Normal | 2 - Medium | 1 - Excellent |  | 3 - Normal
Batemans Bay Ambulance Station | Batemans Bay Ambulance Station | Ground | 8 |  | BTE - 0016 | EKA controller box | 1 | BTE - 0016 | [12 empty] | 8/2/2022 | 2 - Normal | 2 - Medium | 1 - Excellent |  | 3 - Normal
Batemans Bay Ambulance Station | Batemans Bay Ambulance Station | Ground | 9 |  |  | Smoke Detector | 1 | 0 | [12 empty] | 8/2/2022 | 2 - Normal | 2 - Medium | 1 - Excellent |  | 3 - Normal
Batemans Bay Ambulance Station | Batemans Bay Ambulance Station | Ground | 10 | Above lounge |  | Smoke Detector | 1 | 0 | [12 empty] | 8/2/2022 | 2 - Normal | 2 - Medium | 1 - Excellent |  | 3 - Normal
Batemans Bay Ambulance Station | Batemans Bay Ambulance Station | Ground | 10 | Above door to bbq area |  | Emergency Exit Light (Green) | 1 | 0 |  | Ektor | [10 empty] | 8/2/2022 | 2 - Normal | 2 - Medium | 1 - Excellent |  | 3 - Normal
Batemans Bay Ambulance Station | Batemans Bay Ambulance Station | Ground | 10 | Kitchen | BTE - 0017 | Fire Extinguisher (C02) | 1 | BTE - 0017 | [12 empty] | 8/2/2022 | 2 - Normal | 2 - Medium | 1 - Excellent |  | 3 - Normal
Batemans Bay Ambulance Station | Batemans Bay Ambulance Station | Ground | 10 | Kitchen | BTE - 0018 | Fire Blanket | 1 | BTE - 0018 | [12 empty] | 8/2/2022 | 2 - Normal | 2 - Medium | 1 - Excellent |  | 3 - Normal
Batemans Bay Ambulance Station | Batemans Bay Ambulance Station | Ground | 10 | Under sink | BTE - 0019 | ZIP Hot Water Service | 1 | BTE - 0019 |  | Zip |  | Compact2 2723AU0H0N1C | 2.01109E+12 | [7 empty] | 8/2/2022 | 2 - Normal | 2 - Medium | 1 - Excellent |  | 3 - Normal
Batemans Bay Ambulance Station | Batemans Bay Ambulance Station | Ground | 12 |  |  | Emergency Exit Light (Spitfire) | 1 | 0 | [12 empty] | 8/2/2022 | 2 - Normal | 2 - Medium | 1 - Excellent |  | 3 - Normal
Batemans Bay Ambulance Station | Batemans Bay Ambulance Station | Ground | 13 |  | BTE - 0020 | Hot Water Heater | 1 | BTE - 0020 |  | Everlast hydro systems | 1/8/2011 | 315 S | 1121546 | 327 | [6 empty] | 8/2/2022 | 2 - Normal | 2 - Medium | 1 - Excellent |  | 3 - Normal
Batemans Bay Ambulance Station | Batemans Bay Ambulance Station | Ground | 16 |  |  | Smoke Detector | 1 | 0 | [12 empty] | 8/2/2022 | 2 - Normal | 2 - Medium | 1 - Excellent |  | 3 - Normal
Batemans Bay Ambulance Station | Batemans Bay Ambulance Station | Ground | 17 |  | BTE - 0020 | Fire Extinguisher (C02) | 1 | BTE - 0020 | [12 empty] | 8/2/2022 | 2 - Normal | 2 - Medium | 1 - Excellent |  | 3 - Normal
Batemans Bay Ambulance Station | Batemans Bay Ambulance Station | Ground | 17 |  | BTE - 0021 | Fire Extinguisher (Water) | 1 | BTE - 0021 | [12 empty] | 8/2/2022 | 2 - Normal | 2 - Medium | 1 - Excellent |  | 3 - Normal
Batemans Bay Ambulance Station | Batemans Bay Ambulance Station | Ground | 17 |  |  | Smoke Detector | 1 | 0 | [12 empty] | 8/2/2022 | 2 - Normal | 2 - Medium | 1 - Excellent |  | 3 - Normal
Batemans Bay Ambulance Station | Batemans Bay Ambulance Station | Ground | 18 |  |  | Smoke Detector | 1 | 0 | [12 empty] | 8/2/2022 | 2 - Normal | 2 - Medium | 1 - Excellent |  | 3 - Normal
Batemans Bay Ambulance Station | Batemans Bay Ambulance Station | Ground | 15 |  |  | Emergency Exit Light (Spitfire) | 1 | 0 | [12 empty] | 8/2/2022 | 2 - Normal | 2 - Medium | 1 - Excellent |  | 3 - Normal
Batemans Bay Ambulance Station | Batemans Bay Ambulance Station | Ground | 6 |  | BTE - 0022 | TMV | 1 | BTE - 0022 | [12 empty] | 8/2/2022 | 2 - Normal | 2 - Medium | 1 - Excellent |  | 3 - Normal
Batemans Bay Ambulance Station | Batemans Bay Ambulance Station | Ground | 19 |  | BTE - 0023 | Main Switchboard | 1 | BTE - 0023 |  | B & R | 1/7/2011 |  | 157338 | [7 empty] | 8/2/2022 | 2 - Normal | 2 - Medium | 1 - Excellent |  | 3 - Normal
Batemans Bay Ambulance Station | Batemans Bay Ambulance Station | Ground | 19 |  |  | RCBO | 22 | 0 |  | Hager |  | AD 120T 104301 C20 | [5 empty] | BTE - 0023 |  |  | 8/2/2022 | 2 - Normal | 2 - Medium | 1 - Excellent |  | 3 - Normal
Batemans Bay Ambulance Station | Batemans Bay Ambulance Station | Ground | 19 |  |  | RCBO | 22 | 0 |  | Hager |  | AD 120T 104301 C20 | [5 empty] | BTE - 0023 |  |  | 8/2/2022 | 2 - Normal | 2 - Medium | 1 - Excellent |  | 3 - Normal
Batemans Bay Ambulance Station | Batemans Bay Ambulance Station | Ground | 19 |  |  | RCBO | 22 | 0 |  | Hager |  | AD 120T 104301 C20 | [5 empty] | BTE - 0023 |  |  | 8/2/2022 | 2 - Normal | 2 - Medium | 1 - Excellent |  | 3 - Normal
Batemans Bay Ambulance Station | Batemans Bay Ambulance Station | Ground | 19 |  |  | RCBO | 22 | 0 |  | Hager |  | AD 120T 104301 C20 | [5 empty] | BTE - 0023 |  |  | 8/2/2022 | 2 - Normal | 2 - Medium | 1 - Excellent |  | 3 - Normal
Batemans Bay Ambulance Station | Batemans Bay Ambulance Station | Ground | 19 |  |  | RCBO | 22 | 0 |  | Hager |  | AD 120T 104301 C20 | [5 empty] | BTE - 0023 |  |  | 8/2/2022 | 2 - Normal | 2 - Medium | 1 - Excellent |  | 3 - Normal
Batemans Bay Ambulance Station | Batemans Bay Ambulance Station | Ground | 19 |  |  | RCBO | 22 | 0 |  | Hager |  | AD 120T 104301 C20 | [5 empty] | BTE - 0023 |  |  | 8/2/2022 | 2 - Normal | 2 - Medium | 1 - Excellent |  | 3 - Normal
Batemans Bay Ambulance Station | Batemans Bay Ambulance Station | Ground | 19 |  |  | RCBO | 22 | 0 |  | Hager |  | AD 120T 104301 C20 | [5 empty] | BTE - 0023 |  |  | 8/2/2022 | 2 - Normal | 2 - Medium | 1 - Excellent |  | 3 - Normal
Batemans Bay Ambulance Station | Batemans Bay Ambulance Station | Ground | 19 |  |  | RCBO | 22 | 0 |  | Hager |  | AD 120T 104301 C20 | [5 empty] | BTE - 0023 |  |  | 8/2/2022 | 2 - Normal | 2 - Medium | 1 - Excellent |  | 3 - Normal
Batemans Bay Ambulance Station | Batemans Bay Ambulance Station | Ground | 19 |  |  | RCBO | 22 | 0 |  | Hager |  | AD 120T 104301 C20 | [5 empty] | BTE - 0023 |  |  | 8/2/2022 | 2 - Normal | 2 - Medium | 1 - Excellent |  | 3 - Normal
Batemans Bay Ambulance Station | Batemans Bay Ambulance Station | Ground | 19 |  |  | RCBO | 22 | 0 |  | Hager |  | AD 120T 104301 C20 | [5 empty] | BTE - 0023 |  |  | 8/2/2022 | 2 - Normal | 2 - Medium | 1 - Excellent |  | 3 - Normal
Batemans Bay Ambulance Station | Batemans Bay Ambulance Station | Ground | 19 |  |  | RCBO | 22 | 0 |  | Hager |  | AD 120T 104301 C20 | [5 empty] | BTE - 0023 |  |  | 8/2/2022 | 2 - Normal | 2 - Medium | 1 - Excellent |  | 3 - Normal
Batemans Bay Ambulance Station | Batemans Bay Ambulance Station | Ground | 19 |  |  | RCBO | 22 | 0 |  | Hager |  | AD 120T 104301 C20 | [5 empty] | BTE - 0023 |  |  | 8/2/2022 | 2 - Normal | 2 - Medium | 1 - Excellent |  | 3 - Normal
Batemans Bay Ambulance Station | Batemans Bay Ambulance Station | Ground | 19 |  |  | RCBO | 22 | 0 |  | Hager |  | AD 120T 104301 C20 | [5 empty] | BTE - 0023 |  |  | 8/2/2022 | 2 - Normal | 2 - Medium | 1 - Excellent |  | 3 - Normal
Batemans Bay Ambulance Station | Batemans Bay Ambulance Station | Ground | 19 |  |  | RCBO | 22 | 0 |  | Hager |  | AD 120T 104301 C20 | [5 empty] | BTE - 0023 |  |  | 8/2/2022 | 2 - Normal | 2 - Medium | 1 - Excellent |  | 3 - Normal
Batemans Bay Ambulance Station | Batemans Bay Ambulance Station | Ground | 19 |  |  | RCBO | 22 | 0 |  | Hager |  | AD 120T 104301 C20 | [5 empty] | BTE - 0023 |  |  | 8/2/2022 | 2 - Normal | 2 - Medium | 1 - Excellent |  | 3 - Normal
Batemans Bay Ambulance Station | Batemans Bay Ambulance Station | Ground | 19 |  |  | RCBO | 22 | 0 |  | Hager |  | AD 120T 104301 C20 | [5 empty] | BTE - 0023 |  |  | 8/2/2022 | 2 - Normal | 2 - Medium | 1 - Excellent |  | 3 - Normal
Batemans Bay Ambulance Station | Batemans Bay Ambulance Station | Ground | 19 |  |  | RCBO | 22 | 0 |  | Hager |  | AD 120T 104301 C20 | [5 empty] | BTE - 0023 |  |  | 8/2/2022 | 2 - Normal | 2 - Medium | 1 - Excellent |  | 3 - Normal
Batemans Bay Ambulance Station | Batemans Bay Ambulance Station | Ground | 19 |  |  | RCBO | 22 | 0 |  | Hager |  | AD 120T 104301 C20 | [5 empty] | BTE - 0023 |  |  | 8/2/2022 | 2 - Normal | 2 - Medium | 1 - Excellent |  | 3 - Normal
Batemans Bay Ambulance Station | Batemans Bay Ambulance Station | Ground | 19 |  |  | RCBO | 22 | 0 |  | Hager |  | AD 120T 104301 C20 | [5 empty] | BTE - 0023 |  |  | 8/2/2022 | 2 - Normal | 2 - Medium | 1 - Excellent |  | 3 - Normal
Batemans Bay Ambulance Station | Batemans Bay Ambulance Station | Ground | 19 |  |  | RCBO | 22 | 0 |  | Hager |  | AD 120T 104301 C20 | [5 empty] | BTE - 0023 |  |  | 8/2/2022 | 2 - Normal | 2 - Medium | 1 - Excellent |  | 3 - Normal
Batemans Bay Ambulance Station | Batemans Bay Ambulance Station | Ground | 19 |  |  | RCBO | 22 | 0 |  | Hager |  | AD 120T 104301 C20 | [5 empty] | BTE - 0023 |  |  | 8/2/2022 | 2 - Normal | 2 - Medium | 1 - Excellent |  | 3 - Normal
Batemans Bay Ambulance Station | Batemans Bay Ambulance Station | Ground | 19 |  |  | RCBO | 22 | 0 |  | Hager |  | AD 120T 104301 C20 | [5 empty] | BTE - 0023 |  |  | 8/2/2022 | 2 - Normal | 2 - Medium | 1 - Excellent |  | 3 - Normal
Batemans Bay Ambulance Station | Batemans Bay Ambulance Station | Ground | 19 |  |  | RCBO | 3 | 0 |  | Hager |  | AD 110T 104299 C10 | [5 empty] | BTE - 0023 |  |  | 8/2/2022 | 2 - Normal | 2 - Medium | 1 - Excellent |  | 3 - Normal
Batemans Bay Ambulance Station | Batemans Bay Ambulance Station | Ground | 19 |  |  | RCBO | 3 | 0 |  | Hager |  | AD 110T 104299 C10 | [5 empty] | BTE - 0023 |  |  | 8/2/2022 | 2 - Normal | 2 - Medium | 1 - Excellent |  | 3 - Normal
Batemans Bay Ambulance Station | Batemans Bay Ambulance Station | Ground | 19 |  |  | RCBO | 3 | 0 |  | Hager |  | AD 110T 104299 C10 | [5 empty] | BTE - 0023 |  |  | 8/2/2022 | 2 - Normal | 2 - Medium | 1 - Excellent |  | 3 - Normal
Batemans Bay Ambulance Station | Batemans Bay Ambulance Station | Ground | 19 |  |  | RCD | 1 | 0 |  | NHP |  | M6RCBS2030C C20 | [5 empty] | BTE - 0023 |  |  | 8/2/2022 | 2 - Normal | 2 - Medium | 1 - Excellent |  | 3 - Normal
Batemans Bay Ambulance Station | Batemans Bay Ambulance Station | Ground | 20 | Front garden of station |  | RPZ | 1 | 0 |  | FEBCO |  | 360L | 1814 | [7 empty] | 8/2/2022 | 2 - Normal | 2 - Medium | 1 - Excellent |  | 3 - Normal
Batemans Bay Ambulance Station | Batemans Bay Ambulance Station | Ground | 20 | Next to front door | BTE - 0024 | Pressure Sewer Controller | 1 | BTE - 0024 |  | MONO PUMPS |  |  | 32806 | [7 empty] | 8/2/2022 | 2 - Normal | 2 - Medium | 1 - Excellent |  | 3 - Normal
Batemans Bay Ambulance Station | Batemans Bay Ambulance Station | Ground | 20 | Side driveway gate | BTE - 0025 | Automatic Gate | 1 | BTE - 0025 |  | FAAC | [10 empty] | 8/2/2022 | 2 - Normal | 2 - Medium | 1 - Excellent |  | 3 - Normal
Batemans Bay Ambulance Station | Batemans Bay Ambulance Station | Ground | 20 | Driveway | BTE - 0026 | Rain water tank | 1 | BTE - 0026 | [12 empty] | 8/2/2022 | 2 - Normal | 2 - Medium | 1 - Excellent |  | 3 - Normal
Batemans Bay Ambulance Station | Batemans Bay Ambulance Station | Ground | 20 | Driveway | BTE - 0027 | Rain water tank | 1 | BTE - 0027 | [12 empty] | 8/2/2022 | 2 - Normal | 2 - Medium | 1 - Excellent |  | 3 - Normal
Batemans Bay Ambulance Station | Batemans Bay Ambulance Station | Ground | 20 | Driveway | BTE - 0028 | Rain water tank | 1 | BTE - 0028 | [12 empty] | 8/2/2022 | 2 - Normal | 2 - Medium | 1 - Excellent |  | 3 - Normal
Batemans Bay Ambulance Station | Batemans Bay Ambulance Carport | Ground | 1 |  |  | Vehicle Battery Charger | 1 | 0 |  | Sterling Power |  | Pro sport 5 | [8 empty] | 8/2/2022 | 2 - Normal | 2 - Medium | 1 - Excellent |  | 3 - Normal
Batemans Bay Ambulance Station | Batemans Bay Ambulance Station | Ground | 20 |  | BTE - 0029 | Rain water tank | 1 | BTE - 0029 |  | Aqualine |  | Modular galvanised Tank | [8 empty] | 8/2/2022 | 2 - Normal | 2 - Medium | 1 - Excellent |  | 3 - Normal
Batemans Bay Ambulance Station | Batemans Bay Ambulance Station | Ground | 20 | Behind station next to bbq area | BTE - 0030 | A/C Air Package Unit | 1 | BTE - 0030 |  | Mitsubishi | 1/6/2019 | PUZ-RP170VKA-A | 96P 00365 | [7 empty] | 8/2/2022 | 2 - Normal | 2 - Medium | 1 - Excellent |  | 3 - Normal
Batemans Bay Ambulance Station | Batemans Bay Ambulance Station | Ground | 20 |  |  | Automatic Pump Controller | 1 | 0 |  | Claytech |  | Aquatron | 10142127 | [7 empty] | 8/2/2022 | 2 - Normal | 2 - Medium | 1 - Excellent |  | 3 - Normal
Batemans Bay Ambulance Station | Batemans Bay Ambulance Station | Ground | 20 | Next to air package unit |  | Automatic Pump | 1 | 0 |  | Claytech |  | Bluetron 101 | 1014009240 | [7 empty] | 8/2/2022 | 2 - Normal | 2 - Medium | 1 - Excellent |  | 3 - Normal
Batemans Bay Ambulance Station | Batemans Bay Ambulance Station | Ground | 4 |  |  | Wallmount Battery Charger | 1 | 0 |  | Durst |  | BCSW - 1245 B | 125990 | [7 empty] | 8/2/2022 | 2 - Normal | 2 - Medium | 1 - Excellent |  | 3 - Normal
Batemans Bay Ambulance Station | Batemans Bay Ambulance Station | Ground | 4 |  |  | Vehicle Battery Charger | 1 | 0 |  | Durst |  | BCSW - 1245 | A90416101 | [7 empty] | 8/2/2022 | 2 - Normal | 2 - Medium | 1 - Excellent |  | 3 - Normal
Goulburn Ambulance Station (RAIR) | Goulburn Ambulance Station (RAIR) | Ground | 1 | Next to entry door | GOU - 0001 | Fire Indicator Panel (FIP) | 1 | GOU - 0001 |  | Honeywell |  | Notifier | [8 empty] | 10/2/2022 | 2 - Normal | 2 - Medium | 1 - Excellent |  | 3 - Normal
Goulburn Ambulance Station (RAIR) | Goulburn Ambulance Station (RAIR) | Ground | 1 |  | GOU - 0002 | Fire Hose Reel | 1 | GOU - 0002 |  | BFI |  | 36m | [8 empty] | 10/2/2022 | 2 - Normal | 2 - Medium | 1 - Excellent |  | 3 - Normal
Goulburn Ambulance Station (RAIR) | Goulburn Ambulance Station (RAIR) | Ground | 1 | Above entry door |  | Emergency Exit Light (Green) | 1 | 0 |  | Clevertronics | [10 empty] | 10/2/2022 | 2 - Normal | 2 - Medium | 1 - Excellent |  | 3 - Normal
Goulburn Ambulance Station (RAIR) | Goulburn Ambulance Station (RAIR) | Ground | 1 |  |  | Smoke Detector | 1 | 0 | [12 empty] | 10/2/2022 | 2 - Normal | 2 - Medium | 1 - Excellent |  | 3 - Normal
Goulburn Ambulance Station (RAIR) | Goulburn Ambulance Station (RAIR) | Ground | 1 | Centre corridor |  | Emergency Exit Light (Green) | 1 | 0 |  | Clevertronics | [10 empty] | 10/2/2022 | 2 - Normal | 2 - Medium | 1 - Excellent |  | 3 - Normal
Goulburn Ambulance Station (RAIR) | Goulburn Ambulance Station (RAIR) | Ground | 1 |  |  | Smoke Detector | 1 | 0 | [12 empty] | 10/2/2022 | 2 - Normal | 2 - Medium | 1 - Excellent |  | 3 - Normal
Goulburn Ambulance Station (RAIR) | Goulburn Ambulance Station (RAIR) | Ground | 2 |  | GOU - 0003 | Safe | 1 | GOU - 0003 |  | Guardall | [10 empty] | 10/2/2022 | 2 - Normal | 2 - Medium | 1 - Excellent |  | 3 - Normal
Goulburn Ambulance Station (RAIR) | Goulburn Ambulance Station (RAIR) | Ground | 2 |  | GOU - 0004 | EKA controller box | 1 | GOU - 0004 | [12 empty] | 10/2/2022 | 2 - Normal | 2 - Medium | 1 - Excellent |  | 3 - Normal
Goulburn Ambulance Station (RAIR) | Goulburn Ambulance Station (RAIR) | Ground | 2 |  |  | Smoke Detector | 1 | 0 | [12 empty] | 10/2/2022 | 2 - Normal | 2 - Medium | 1 - Excellent |  | 3 - Normal
Goulburn Ambulance Station (RAIR) | Goulburn Ambulance Station (RAIR) | Ground | 2 |  |  | A/C Cassette | 1 | 0 |  | Mitsubishi | [10 empty] | 10/2/2022 | 2 - Normal | 2 - Medium | 1 - Excellent |  | 3 - Normal
Goulburn Ambulance Station (RAIR) | Goulburn Ambulance Station (RAIR) | Ground | 3 |  |  | Thermal Heat Detector | 9 | 0 | [12 empty] | 10/2/2022 | 2 - Normal | 2 - Medium | 1 - Excellent |  | 3 - Normal
Goulburn Ambulance Station (RAIR) | Goulburn Ambulance Station (RAIR) | Ground | 3 |  |  | Thermal Heat Detector | 9 | 0 | [12 empty] | 10/2/2022 | 2 - Normal | 2 - Medium | 1 - Excellent |  | 3 - Normal
Goulburn Ambulance Station (RAIR) | Goulburn Ambulance Station (RAIR) | Ground | 3 |  |  | Thermal Heat Detector | 9 | 0 | [12 empty] | 10/2/2022 | 2 - Normal | 2 - Medium | 1 - Excellent |  | 3 - Normal
Goulburn Ambulance Station (RAIR) | Goulburn Ambulance Station (RAIR) | Ground | 3 |  |  | Thermal Heat Detector | 9 | 0 | [12 empty] | 10/2/2022 | 2 - Normal | 2 - Medium | 1 - Excellent |  | 3 - Normal
Goulburn Ambulance Station (RAIR) | Goulburn Ambulance Station (RAIR) | Ground | 3 |  |  | Thermal Heat Detector | 9 | 0 | [12 empty] | 10/2/2022 | 2 - Normal | 2 - Medium | 1 - Excellent |  | 3 - Normal
Goulburn Ambulance Station (RAIR) | Goulburn Ambulance Station (RAIR) | Ground | 3 |  |  | Thermal Heat Detector | 9 | 0 | [12 empty] | 10/2/2022 | 2 - Normal | 2 - Medium | 1 - Excellent |  | 3 - Normal
Goulburn Ambulance Station (RAIR) | Goulburn Ambulance Station (RAIR) | Ground | 3 |  |  | Thermal Heat Detector | 9 | 0 | [12 empty] | 10/2/2022 | 2 - Normal | 2 - Medium | 1 - Excellent |  | 3 - Normal
Goulburn Ambulance Station (RAIR) | Goulburn Ambulance Station (RAIR) | Ground | 3 |  |  | Thermal Heat Detector | 9 | 0 | [12 empty] | 10/2/2022 | 2 - Normal | 2 - Medium | 1 - Excellent |  | 3 - Normal
Goulburn Ambulance Station (RAIR) | Goulburn Ambulance Station (RAIR) | Ground | 3 |  |  | Thermal Heat Detector | 9 | 0 | [12 empty] | 10/2/2022 | 2 - Normal | 2 - Medium | 1 - Excellent |  | 3 - Normal
Goulburn Ambulance Station (RAIR) | Goulburn Ambulance Station (RAIR) | Ground | 3 | Next to exit to carpark |  | Emergency Exit Light (Green) | 1 | 0 |  | Clevertronics |  | Jumbo led | [8 empty] | 10/2/2022 | 2 - Normal | 2 - Medium | 1 - Excellent |  | 3 - Normal
Goulburn Ambulance Station (RAIR) | Goulburn Ambulance Station (RAIR) | Ground | 3 | Corner plant | GOU - 0005 | Fire Hose Reel | 1 | GOU - 0005 |  | BFI |  | 36m | [8 empty] | 10/2/2022 | 2 - Normal | 2 - Medium | 1 - Excellent |  | 3 - Normal
Goulburn Ambulance Station (RAIR) | Goulburn Ambulance Station (RAIR) | Ground | 3 |  | GOU - 0006 | Fie Extinguisher (Powder) | 1 | GOU - 0006 | [12 empty] | 10/2/2022 | 2 - Normal | 2 - Medium | 1 - Excellent |  | 3 - Normal
Goulburn Ambulance Station (RAIR) | Goulburn Ambulance Station (RAIR) | Ground | 3 |  | GOU - 0007 | Stainless Steel Commercial Sink | 1 | GOU - 0007 |  | Britex | [10 empty] | 10/2/2022 | 2 - Normal | 2 - Medium | 1 - Excellent |  | 3 - Normal
Goulburn Ambulance Station (RAIR) | Goulburn Ambulance Station (RAIR) | Ground | 3 |  | GOU - 0008 | Pressure Cleaner | 1 | GOU - 0008 |  | Nilfisk |  | SC UNO 4M-140/620 PS | 107340500 | [7 empty] | 10/2/2022 | 2 - Normal | 2 - Medium | 1 - Excellent |  | 3 - Normal
Goulburn Ambulance Station (RAIR) | Goulburn Ambulance Station (RAIR) | Ground | 3 |  | GOU - 0009 | Eye Wash Station | 1 | GOU - 0009 |  | Enware | [10 empty] | 10/2/2022 | 2 - Normal | 2 - Medium | 1 - Excellent |  | 3 - Normal
Goulburn Ambulance Station (RAIR) | Goulburn Ambulance Station (RAIR) | Ground | 3 | Near wash sink | GOU - 0010 | TMV | 1 | GOU - 0010 |  | Australian Valve Group | [10 empty] | 10/2/2022 | 2 - Normal | 2 - Medium | 1 - Excellent |  | 3 - Normal
Goulburn Ambulance Station (RAIR) | Goulburn Ambulance Station (RAIR) | Ground | 3 | Under TMV near wash sink | GOU - 0011 | RPZ | 1 | GOU - 0011 |  | Zurn |  | 375 RP | B278937 | [7 empty] | 10/2/2022 | 2 - Normal | 2 - Medium | 1 - Excellent |  | 3 - Normal
Goulburn Ambulance Station (RAIR) | Goulburn Ambulance Station (RAIR) | Ground | 3 | Near wash sink | GOU - 0012 | RPZ | 1 | GOU - 0012 |  | Zurn |  | 375 RP | B278952 | [7 empty] | 10/2/2022 | 2 - Normal | 2 - Medium | 1 - Excellent |  | 3 - Normal
Goulburn Ambulance Station (RAIR) | Goulburn Ambulance Station (RAIR) | Ground | 3 |  |  | Wallmount Battery Charger | 1 | 0 |  | Durst |  | BCSW - 1225 B | 126349 | [7 empty] | 10/2/2022 | 2 - Normal | 2 - Medium | 1 - Excellent |  | 3 - Normal
Goulburn Ambulance Station (RAIR) | Goulburn Ambulance Station (RAIR) | Ground | 3 |  |  | Vehicle Battery Charger | 1 | 0 |  | Durst |  | BCS - 1225C | A90719108 | [7 empty] | 10/2/2022 | 2 - Normal | 2 - Medium | 1 - Excellent |  | 3 - Normal
Goulburn Ambulance Station (RAIR) | Goulburn Ambulance Station (RAIR) | Ground | 3 |  |  | Wallmount Battery Charger | 1 | 0 |  | Durst |  | BCSW - 1245 B | 125992 | [7 empty] | 10/2/2022 | 2 - Normal | 2 - Medium | 1 - Excellent |  | 3 - Normal
Goulburn Ambulance Station (RAIR) | Goulburn Ambulance Station (RAIR) | Ground | 3 |  |  | Vehicle Battery Charger | 1 | 0 |  | Durst |  | BCSW - 1245 | A90413447 | [7 empty] | 10/2/2022 | 2 - Normal | 2 - Medium | 1 - Excellent |  | 3 - Normal
Goulburn Ambulance Station (RAIR) | Goulburn Ambulance Station (RAIR) | Ground | 3 | Next to delivery room | GOU - 0013 | Fire Extinguisher (C02) | 1 | GOU - 0013 | [12 empty] | 10/2/2022 | 2 - Normal | 2 - Medium | 1 - Excellent |  | 3 - Normal
Goulburn Ambulance Station (RAIR) | Goulburn Ambulance Station (RAIR) | Ground | 3 | Above exit to road |  | Emergency Exit Light (Green) | 1 | 0 |  | Clevertronics |  | Jumbo led | [8 empty] | 10/2/2022 | 2 - Normal | 2 - Medium | 1 - Excellent |  | 3 - Normal
Goulburn Ambulance Station (RAIR) | Goulburn Ambulance Station (RAIR) | Ground | 3 | Next to exit to road | GOU - 0014 | Fie Extinguisher (Powder) | 1 | GOU - 0014 | [12 empty] | 10/2/2022 | 2 - Normal | 2 - Medium | 1 - Excellent |  | 3 - Normal
Goulburn Ambulance Station (RAIR) | Goulburn Ambulance Station (RAIR) | Ground | 3 |  |  | Wallmount Battery Charger | 1 | 0 |  | Durst |  | BCSW - 1225 B | 126332 | [7 empty] | 10/2/2022 | 2 - Normal | 2 - Medium | 1 - Excellent |  | 3 - Normal
Goulburn Ambulance Station (RAIR) | Goulburn Ambulance Station (RAIR) | Ground | 3 |  |  | Vehicle Battery Charger | 1 | 0 |  | Durst |  | BCS - 1225C | A90719092 | [7 empty] | 10/2/2022 | 2 - Normal | 2 - Medium | 1 - Excellent |  | 3 - Normal
Goulburn Ambulance Station (RAIR) | Goulburn Ambulance Station (RAIR) | Ground | 3 |  |  | Vehicle Battery Charger | 1 | 0 |  | Durst |  | BCSW - 1225 B | 126331 | [7 empty] | 10/2/2022 | 2 - Normal | 2 - Medium | 1 - Excellent |  | 3 - Normal
Goulburn Ambulance Station (RAIR) | Goulburn Ambulance Station (RAIR) | Ground | 3 |  |  | Vehicle Battery Charger | 1 | 0 |  | Durst |  | BCS - 1225C | A90719091 | [7 empty] | 10/2/2022 | 2 - Normal | 2 - Medium | 1 - Excellent |  | 3 - Normal
Goulburn Ambulance Station (RAIR) | Goulburn Ambulance Station (RAIR) | Ground | 3 |  |  | Wallmount Battery Charger | 1 | 0 |  | Durst |  | BCSW - 1225 B | 126347 | [7 empty] | 10/2/2022 | 2 - Normal | 2 - Medium | 1 - Excellent |  | 3 - Normal
Goulburn Ambulance Station (RAIR) | Goulburn Ambulance Station (RAIR) | Ground | 3 |  |  | Vehicle Battery Charger | 1 | 0 |  | Durst |  | BCS - 1225C | A90719106 | [7 empty] | 10/2/2022 | 2 - Normal | 2 - Medium | 1 - Excellent |  | 3 - Normal
Goulburn Ambulance Station (RAIR) | Goulburn Ambulance Station (RAIR) | Ground | 3 |  |  | Wallmount Battery Charger | 1 | 0 |  | Durst |  | BCSW - 1245 B | 125995 | [7 empty] | 10/2/2022 | 2 - Normal | 2 - Medium | 1 - Excellent |  | 3 - Normal
Goulburn Ambulance Station (RAIR) | Goulburn Ambulance Station (RAIR) | Ground | 3 |  |  | Vehicle Battery Charger | 1 | 0 |  | Durst |  | BCSW - 1245 | A90416155 | [7 empty] | 10/2/2022 | 2 - Normal | 2 - Medium | 1 - Excellent |  | 3 - Normal
Goulburn Ambulance Station (RAIR) | Goulburn Ambulance Station (RAIR) | Ground | 3 |  |  | Wallmount Battery Charger | 1 | 0 |  | Durst |  | BCSW - 1225 B | 126334 | [7 empty] | 10/2/2022 | 2 - Normal | 2 - Medium | 1 - Excellent |  | 3 - Normal
Goulburn Ambulance Station (RAIR) | Goulburn Ambulance Station (RAIR) | Ground | 3 |  |  | Vehicle Battery Charger | 1 | 0 |  | Durst |  | BCS - 1225C | A90719094 | [7 empty] | 10/2/2022 | 2 - Normal | 2 - Medium | 1 - Excellent |  | 3 - Normal
Goulburn Ambulance Station (RAIR) | Goulburn Ambulance Station (RAIR) | Ground | 3 |  | GOU - 0015 | Fie Extinguisher (Powder) | 1 | GOU - 0015 | [12 empty] | 10/2/2022 | 2 - Normal | 2 - Medium | 1 - Excellent |  | 3 - Normal
Goulburn Ambulance Station (RAIR) | Goulburn Ambulance Station (RAIR) | Ground | 3 | Entry motor from carpark |  | Automatic Roller Door Motor | 1 | 0 |  | ATA |  | Axess Pro 3100 V1 14522 | 7723 | [7 empty] | 10/2/2022 | 2 - Normal | 2 - Medium | 1 - Excellent |  | 3 - Normal
Goulburn Ambulance Station (RAIR) | Goulburn Ambulance Station (RAIR) | Ground | 3 | Next to roller door motor to carpark |  | UPS | 1 | 0 |  | VERTIV | [10 empty] | 10/2/2022 | 2 - Normal | 2 - Medium | 1 - Excellent |  | 3 - Normal
Goulburn Ambulance Station (RAIR) | Goulburn Ambulance Station (RAIR) | Ground | 3 | Entry roller door from carpark | GOU - 0016 | Automatic Roller Door | 1 | GOU - 0016 |  | Austral Monsoon |  |  |  |  | 3.3 | 7 |  |  |  |  | 10/2/2022 | 2 - Normal | 2 - Medium | 1 - Excellent |  | 3 - Normal
Goulburn Ambulance Station (RAIR) | Goulburn Ambulance Station (RAIR) | Ground | 3 | Entry from road | GOU - 0017 | Automatic Bi-fold Door | 1 | GOU - 0017 | [6 empty] | 3.4 | 7 |  |  |  |  | 10/2/2022 | 2 - Normal | 2 - Medium | 1 - Excellent |  | 3 - Normal
Goulburn Ambulance Station (RAIR) | Goulburn Ambulance Station (RAIR) | Ground | 3 | Bi fold door motor |  | Automatic BiFold Door Motor | 1 | 0 |  | ATA |  | Axess pro 3100 V1 14522 | 7490 | [7 empty] | 10/2/2022 | 2 - Normal | 2 - Medium | 1 - Excellent |  | 3 - Normal
Goulburn Ambulance Station (RAIR) | Goulburn Ambulance Station (RAIR) | Ground | 3 | Next to bi fold door motor |  | UPS | 1 | 0 |  | VERTIV | [10 empty] | 10/2/2022 | 2 - Normal | 2 - Medium | 1 - Excellent |  | 3 - Normal
Goulburn Ambulance Station (RAIR) | Goulburn Ambulance Station (RAIR) | Ground | 4 |  |  | Smoke Detector | 1 | 0 | [12 empty] | 10/2/2022 | 2 - Normal | 2 - Medium | 1 - Excellent |  | 3 - Normal
Goulburn Ambulance Station (RAIR) | Goulburn Ambulance Station (RAIR) | Ground | 4 |  |  | Emergency Exit Light (Green) | 1 | 0 |  | Clevertronics | [10 empty] | 10/2/2022 | 2 - Normal | 2 - Medium | 1 - Excellent |  | 3 - Normal
Goulburn Ambulance Station (RAIR) | Goulburn Ambulance Station (RAIR) | Ground | 5 |  | GOU - 0018 | Oil Separator Tank | 1 | GOU - 0018 |  | Kwikflo |  | KCPS-1000 | 26772-7 | 1,000 | [6 empty] | 10/2/2022 | 2 - Normal | 2 - Medium | 1 - Excellent |  | 3 - Normal
Goulburn Ambulance Station (RAIR) | Goulburn Ambulance Station (RAIR) | Ground | 5 |  |  | Smoke Detector | 1 | 0 | [12 empty] | 10/2/2022 | 2 - Normal | 2 - Medium | 1 - Excellent |  | 3 - Normal
Goulburn Ambulance Station (RAIR) | Goulburn Ambulance Station (RAIR) | Ground | 5 |  | GOU - 0019 | Diaphragm Pump | 1 | GOU - 0019 |  | Kwikflo | 28/11/2012 | KDS 25-100 | 26799-8 | [7 empty] | 10/2/2022 | 2 - Normal | 2 - Medium | 1 - Excellent |  | 3 - Normal
Goulburn Ambulance Station (RAIR) | Goulburn Ambulance Station (RAIR) | Ground | 5 |  | GOU - 0020 | Oil Seperator Induction Motor | 1 | GOU - 0020 |  | Weg |  | 14010659 | 1046934927 | [7 empty] | 10/2/2022 | 2 - Normal | 2 - Medium | 1 - Excellent |  | 3 - Normal
Goulburn Ambulance Station (RAIR) | Goulburn Ambulance Station (RAIR) | Ground | 7 |  |  | Smoke Detector | 1 | 0 | [12 empty] | 10/2/2022 | 2 - Normal | 2 - Medium | 1 - Excellent |  | 3 - Normal
Goulburn Ambulance Station (RAIR) | Goulburn Ambulance Station (RAIR) | Ground | 7 |  | GOU - 0038 | A/C Centralized Controller | 1 | GOU - 0038 |  | Mitsubishi | [10 empty] | 10/2/2022 | 2 - Normal | 2 - Medium | 1 - Excellent |  | 3 - Normal
Goulburn Ambulance Station (RAIR) | Goulburn Ambulance Station (RAIR) | Ground | 6 |  |  | Emergency Exit Light (Spitfire) | 1 | 0 | [12 empty] | 10/2/2022 | 2 - Normal | 2 - Medium | 1 - Excellent |  | 3 - Normal
Goulburn Ambulance Station (RAIR) | Goulburn Ambulance Station (RAIR) | Ground | 6 |  |  | Thermal Heat Detector | 1 | 0 | [12 empty] | 10/2/2022 | 2 - Normal | 2 - Medium | 1 - Excellent |  | 3 - Normal
Goulburn Ambulance Station (RAIR) | Goulburn Ambulance Station (RAIR) | Ground | 6 |  | GOU - 0021 | TMV | 1 | GOU - 0021 |  | Australian Valve Group | [10 empty] | 10/2/2022 | 2 - Normal | 2 - Medium | 1 - Excellent |  | 3 - Normal
Goulburn Ambulance Station (RAIR) | Goulburn Ambulance Station (RAIR) | Ground | 8 |  |  | Smoke Detector | 1 | 0 | [12 empty] | 10/2/2022 | 2 - Normal | 2 - Medium | 1 - Excellent |  | 3 - Normal
Goulburn Ambulance Station (RAIR) | Goulburn Ambulance Station (RAIR) | Ground | 8 |  |  | A/C Cassette | 1 | 0 |  | Mitsubishi | [10 empty] | 10/2/2022 | 2 - Normal | 2 - Medium | 1 - Excellent |  | 3 - Normal
Goulburn Ambulance Station (RAIR) | Goulburn Ambulance Station (RAIR) | Ground | 9 |  |  | Smoke Detector | 1 | 0 | [12 empty] | 10/2/2022 | 2 - Normal | 2 - Medium | 1 - Excellent |  | 3 - Normal
Goulburn Ambulance Station (RAIR) | Goulburn Ambulance Station (RAIR) | Ground | 9 |  | GOU - 0022 | RPZ | 1 | GOU - 0022 |  | Zurn |  | 375 RP | B302878 | [7 empty] | 10/2/2022 | 2 - Normal | 2 - Medium | 1 - Excellent |  | 3 - Normal
Goulburn Ambulance Station (RAIR) | Goulburn Ambulance Station (RAIR) | Ground | 9 |  | GOU - 0023 | RPZ | 1 | GOU - 0023 |  | Zurn |  | 375 RP | B302914 | [7 empty] | 10/2/2022 | 2 - Normal | 2 - Medium | 1 - Excellent |  | 3 - Normal
Goulburn Ambulance Station (RAIR) | Goulburn Ambulance Station (RAIR) | Ground | 10 |  |  | Emergency Exit Light (Spitfire) | 1 | 0 | [12 empty] | 10/2/2022 | 2 - Normal | 2 - Medium | 1 - Excellent |  | 3 - Normal
Goulburn Ambulance Station (RAIR) | Goulburn Ambulance Station (RAIR) | Ground | 10 |  |  | Emergency Exit Light (Green) | 1 | 0 |  | Clevertronics | [10 empty] | 10/2/2022 | 2 - Normal | 2 - Medium | 1 - Excellent |  | 3 - Normal
Goulburn Ambulance Station (RAIR) | Goulburn Ambulance Station (RAIR) | Ground | 10 |  |  | Thermal Heat Detector | 1 | 0 | [12 empty] | 10/2/2022 | 2 - Normal | 2 - Medium | 1 - Excellent |  | 3 - Normal
Goulburn Ambulance Station (RAIR) | Goulburn Ambulance Station (RAIR) | Ground | 10 |  |  | Smoke Detector | 1 | 0 | [12 empty] | 10/2/2022 | 2 - Normal | 2 - Medium | 1 - Excellent |  | 3 - Normal
Goulburn Ambulance Station (RAIR) | Goulburn Ambulance Station (RAIR) | Ground | 10 |  | GOU - 0025 | Fire Blanket | 1 | GOU - 0025 | [12 empty] | 10/2/2022 | 2 - Normal | 2 - Medium | 1 - Excellent |  | 3 - Normal
Goulburn Ambulance Station (RAIR) | Goulburn Ambulance Station (RAIR) | Ground | 10 |  | GOU - 0024 | Fie Extinguisher (Powder) | 1 | GOU - 0024 | [12 empty] | 10/2/2022 | 2 - Normal | 2 - Medium | 1 - Excellent |  | 3 - Normal
Goulburn Ambulance Station (RAIR) | Goulburn Ambulance Station (RAIR) | Ground | 10 | Under sink | GOU - 0026 | Hot water service | 1 | GOU - 0026 |  | Billi |  | Quadra 460 904060LCH | R 08 66 07871 LCH | [7 empty] | 10/2/2022 | 2 - Normal | 2 - Medium | 1 - Excellent |  | 3 - Normal
Goulburn Ambulance Station (RAIR) | Goulburn Ambulance Station (RAIR) | Ground | 11 |  |  | Smoke Detector | 1 | 0 | [12 empty] | 10/2/2022 | 2 - Normal | 2 - Medium | 1 - Excellent |  | 3 - Normal
Goulburn Ambulance Station (RAIR) | Goulburn Ambulance Station (RAIR) | Ground | 12 |  |  | Emergency Exit Light (Spitfire) | 1 | 0 | [12 empty] | 10/2/2022 | 2 - Normal | 2 - Medium | 1 - Excellent |  | 3 - Normal
Goulburn Ambulance Station (RAIR) | Goulburn Ambulance Station (RAIR) | Ground | 12 |  |  | Smoke Detector | 1 | 0 | [12 empty] | 10/2/2022 | 2 - Normal | 2 - Medium | 1 - Excellent |  | 3 - Normal
Goulburn Ambulance Station (RAIR) | Goulburn Ambulance Station (RAIR) | Ground | 13 |  |  | Emergency Exit Light (Spitfire) | 1 | 0 | [12 empty] | 10/2/2022 | 2 - Normal | 2 - Medium | 1 - Excellent |  | 3 - Normal
Goulburn Ambulance Station (RAIR) | Goulburn Ambulance Station (RAIR) | Ground | 13 |  |  | Smoke Detector | 1 | 0 | [12 empty] | 10/2/2022 | 2 - Normal | 2 - Medium | 1 - Excellent |  | 3 - Normal
Goulburn Ambulance Station (RAIR) | Goulburn Ambulance Station (RAIR) | Ground | 14 |  |  | Smoke Detector | 1 | 0 | [12 empty] | 10/2/2022 | 2 - Normal | 2 - Medium | 1 - Excellent |  | 3 - Normal
Goulburn Ambulance Station (RAIR) | Goulburn Ambulance Station (RAIR) | Ground | 14 |  |  | Emergency Exit Light (Spitfire) | 1 | 0 | [12 empty] | 10/2/2022 | 2 - Normal | 2 - Medium | 1 - Excellent |  | 3 - Normal
Goulburn Ambulance Station (RAIR) | Goulburn Ambulance Station (RAIR) | Ground | 14 |  | GOU - 0027 | TMV | 1 | GOU - 0027 |  | Australian Valve Group | [10 empty] | 10/2/2022 | 2 - Normal | 2 - Medium | 1 - Excellent |  | 3 - Normal
Goulburn Ambulance Station (RAIR) | Goulburn Ambulance Station (RAIR) | Ground | 15 |  |  | Smoke Detector | 1 | 0 | [12 empty] | 10/2/2022 | 2 - Normal | 2 - Medium | 1 - Excellent |  | 3 - Normal
Goulburn Ambulance Station (RAIR) | Goulburn Ambulance Station (RAIR) | Ground | 16 |  |  | Smoke Detector | 1 | 0 | [12 empty] | 10/2/2022 | 2 - Normal | 2 - Medium | 1 - Excellent |  | 3 - Normal
Goulburn Ambulance Station (RAIR) | Goulburn Ambulance Station (RAIR) | Ground | 16 |  |  | Fire Extinguisher (C02) | 1 | 0 | [12 empty] | 10/2/2022 | 2 - Normal | 2 - Medium | 1 - Excellent |  | 3 - Normal
Goulburn Ambulance Station (RAIR) | Goulburn Ambulance Station (RAIR) | Ground | 16 |  | GOU - 0028 | A/C Unit Split (Indoor) | 1 | GOU - 0028 |  | Mitsubishi |  | MSZ-GL50VGD | 8012033 | [7 empty] | 10/2/2022 | 2 - Normal | 2 - Medium | 1 - Excellent |  | 3 - Normal
Goulburn Ambulance Station (RAIR) | Goulburn Ambulance Station (RAIR) | Ground | 16 |  |  | UPS | 1 | 0 |  | Eaton |  |  | PC16K32105 | [7 empty] | 10/2/2022 | 2 - Normal | 2 - Medium | 1 - Excellent |  | 3 - Normal
Goulburn Ambulance Station (RAIR) | Goulburn Ambulance Station (RAIR) | Ground | 17 |  |  | A/C Cassette | 1 | 0 |  | Mitsubishi | [10 empty] | 10/2/2022 | 2 - Normal | 2 - Medium | 1 - Excellent |  | 3 - Normal
Goulburn Ambulance Station (RAIR) | Goulburn Ambulance Station (RAIR) | Ground | 17 |  |  | Smoke Detector | 1 | 0 | [12 empty] | 10/2/2022 | 2 - Normal | 2 - Medium | 1 - Excellent |  | 3 - Normal
Goulburn Ambulance Station (RAIR) | Goulburn Ambulance Station (RAIR) | Ground | 17 |  |  | Gas Alarm | 1 | 0 |  | GEWISS | [10 empty] | 10/2/2022 | 2 - Normal | 2 - Medium | 1 - Excellent |  | 3 - Normal
Goulburn Ambulance Station (RAIR) | Goulburn Ambulance Station (RAIR) | Ground | 18 |  | GOU - 0029 | Mechanical Sercives Switchboard | 1 | GOU - 0029 | [12 empty] | 10/2/2022 | 2 - Normal | 2 - Medium | 1 - Excellent |  | 3 - Normal
Goulburn Ambulance Station (RAIR) | Goulburn Ambulance Station (RAIR) | Ground | 18 |  | GOU - 0031 | A/C Unit Split (Outdoor) | 1 | GOU - 0031 |  | Mitsubishi |  | MUZ-GL50VGD | 8009029 T | [7 empty] | 10/2/2022 | 2 - Normal | 2 - Medium | 1 - Excellent |  | 3 - Normal
Goulburn Ambulance Station (RAIR) | Goulburn Ambulance Station (RAIR) | Ground | 18 |  |  | Hot Water Heater | 1 | 0 |  | Rheem | 24/7/2019 | 61331507 | 6583283 | 315 | [6 empty] | 10/2/2022 | 2 - Normal | 2 - Medium | 1 - Excellent |  | 3 - Normal
Goulburn Ambulance Station (RAIR) | Goulburn Ambulance Station (RAIR) | Ground | 18 |  | GOU - 0032 | Dual curculation pump | 1 | GOU - 0032 |  | Grundfos |  | CU541 | 65367 | [7 empty] | 10/2/2022 | 2 - Normal | 2 - Medium | 1 - Excellent |  | 3 - Normal
Goulburn Ambulance Station (RAIR) | Goulburn Ambulance Station (RAIR) | Ground | 18 |  | GOU - 0033 | A/C Air Package Unit | 1 | GOU - 0033 |  | Mitsubishi | 1/6/2019 | PURY-P350YNW-A | 96W03599 | [7 empty] | 10/2/2022 | 2 - Normal | 2 - Medium | 1 - Excellent |  | 3 - Normal
Goulburn Ambulance Station (RAIR) | Goulburn Ambulance Station (RAIR) | Ground | 21 | Entry | GOU - 0034 | Automatic Gate | 1 | GOU - 0034 |  | Beninca | [10 empty] | 10/2/2022 | 2 - Normal | 2 - Medium | 1 - Excellent |  | 3 - Normal
Goulburn Ambulance Station (RAIR) | Goulburn Ambulance Station (RAIR) | Ground | 21 | Exit | GOU - 0035 | Automatic Gate | 1 | GOU - 0035 |  | Beninca | [10 empty] | 10/2/2022 | 2 - Normal | 2 - Medium | 1 - Excellent |  | 3 - Normal
Goulburn Ambulance Station (RAIR) | Goulburn Ambulance Station (RAIR) | Ground | 21 | Front garden |  | RPZ | 1 | 0 |  | Zurn |  | 375 RP | B236401 | [7 empty] | 10/2/2022 | 2 - Normal | 2 - Medium | 1 - Excellent |  | 3 - Normal
Goulburn Ambulance Station (RAIR) | Goulburn Ambulance Station (RAIR) | Ground | 19 |  |  | Smoke Detector | 1 | 0 | [12 empty] | 10/2/2022 | 2 - Normal | 2 - Medium | 1 - Excellent |  | 3 - Normal
Goulburn Ambulance Station (RAIR) | Goulburn Ambulance Station (RAIR) | Ground | 19 |  | GOU - 0036 | Main Switchboard | 1 | GOU - 0036 |  | Wadonga switchboard manufacturers | 26/6/2019 |  | WSM 14466 | [7 empty] | 10/2/2022 | 2 - Normal | 2 - Medium | 1 - Excellent |  | 3 - Normal
Goulburn Ambulance Station (RAIR) | Goulburn Ambulance Station (RAIR) | Ground | 19 |  |  | RCBO | 33 | 0 |  | NHP |  | DSRCBS2030CAN C20 | [5 empty] | GOU - 0036 |  |  | 10/2/2022 | 2 - Normal | 2 - Medium | 1 - Excellent |  | 3 - Normal
Goulburn Ambulance Station (RAIR) | Goulburn Ambulance Station (RAIR) | Ground | 19 |  |  | RCBO | 33 | 0 |  | NHP |  | DSRCBS2030CAN C20 | [5 empty] | GOU - 0036 |  |  | 10/2/2022 | 2 - Normal | 2 - Medium | 1 - Excellent |  | 3 - Normal
Goulburn Ambulance Station (RAIR) | Goulburn Ambulance Station (RAIR) | Ground | 19 |  |  | RCBO | 33 | 0 |  | NHP |  | DSRCBS2030CAN C20 | [5 empty] | GOU - 0036 |  |  | 10/2/2022 | 2 - Normal | 2 - Medium | 1 - Excellent |  | 3 - Normal
Goulburn Ambulance Station (RAIR) | Goulburn Ambulance Station (RAIR) | Ground | 19 |  |  | RCBO | 33 | 0 |  | NHP |  | DSRCBS2030CAN C20 | [5 empty] | GOU - 0036 |  |  | 10/2/2022 | 2 - Normal | 2 - Medium | 1 - Excellent |  | 3 - Normal
Goulburn Ambulance Station (RAIR) | Goulburn Ambulance Station (RAIR) | Ground | 19 |  |  | RCBO | 33 | 0 |  | NHP |  | DSRCBS2030CAN C20 | [5 empty] | GOU - 0036 |  |  | 10/2/2022 | 2 - Normal | 2 - Medium | 1 - Excellent |  | 3 - Normal
Goulburn Ambulance Station (RAIR) | Goulburn Ambulance Station (RAIR) | Ground | 19 |  |  | RCBO | 33 | 0 |  | NHP |  | DSRCBS2030CAN C20 | [5 empty] | GOU - 0036 |  |  | 10/2/2022 | 2 - Normal | 2 - Medium | 1 - Excellent |  | 3 - Normal
Goulburn Ambulance Station (RAIR) | Goulburn Ambulance Station (RAIR) | Ground | 19 |  |  | RCBO | 33 | 0 |  | NHP |  | DSRCBS2030CAN C20 | [5 empty] | GOU - 0036 |  |  | 10/2/2022 | 2 - Normal | 2 - Medium | 1 - Excellent |  | 3 - Normal
Goulburn Ambulance Station (RAIR) | Goulburn Ambulance Station (RAIR) | Ground | 19 |  |  | RCBO | 33 | 0 |  | NHP |  | DSRCBS2030CAN C20 | [5 empty] | GOU - 0036 |  |  | 10/2/2022 | 2 - Normal | 2 - Medium | 1 - Excellent |  | 3 - Normal
Goulburn Ambulance Station (RAIR) | Goulburn Ambulance Station (RAIR) | Ground | 19 |  |  | RCBO | 33 | 0 |  | NHP |  | DSRCBS2030CAN C20 | [5 empty] | GOU - 0036 |  |  | 10/2/2022 | 2 - Normal | 2 - Medium | 1 - Excellent |  | 3 - Normal
Goulburn Ambulance Station (RAIR) | Goulburn Ambulance Station (RAIR) | Ground | 19 |  |  | RCBO | 33 | 0 |  | NHP |  | DSRCBS2030CAN C20 | [5 empty] | GOU - 0036 |  |  | 10/2/2022 | 2 - Normal | 2 - Medium | 1 - Excellent |  | 3 - Normal
Goulburn Ambulance Station (RAIR) | Goulburn Ambulance Station (RAIR) | Ground | 19 |  |  | RCBO | 33 | 0 |  | NHP |  | DSRCBS2030CAN C20 | [5 empty] | GOU - 0036 |  |  | 10/2/2022 | 2 - Normal | 2 - Medium | 1 - Excellent |  | 3 - Normal
Goulburn Ambulance Station (RAIR) | Goulburn Ambulance Station (RAIR) | Ground | 19 |  |  | RCBO | 33 | 0 |  | NHP |  | DSRCBS2030CAN C20 | [5 empty] | GOU - 0036 |  |  | 10/2/2022 | 2 - Normal | 2 - Medium | 1 - Excellent |  | 3 - Normal
Goulburn Ambulance Station (RAIR) | Goulburn Ambulance Station (RAIR) | Ground | 19 |  |  | RCBO | 33 | 0 |  | NHP |  | DSRCBS2030CAN C20 | [5 empty] | GOU - 0036 |  |  | 10/2/2022 | 2 - Normal | 2 - Medium | 1 - Excellent |  | 3 - Normal
Goulburn Ambulance Station (RAIR) | Goulburn Ambulance Station (RAIR) | Ground | 19 |  |  | RCBO | 33 | 0 |  | NHP |  | DSRCBS2030CAN C20 | [5 empty] | GOU - 0036 |  |  | 10/2/2022 | 2 - Normal | 2 - Medium | 1 - Excellent |  | 3 - Normal
Goulburn Ambulance Station (RAIR) | Goulburn Ambulance Station (RAIR) | Ground | 19 |  |  | RCBO | 33 | 0 |  | NHP |  | DSRCBS2030CAN C20 | [5 empty] | GOU - 0036 |  |  | 10/2/2022 | 2 - Normal | 2 - Medium | 1 - Excellent |  | 3 - Normal
Goulburn Ambulance Station (RAIR) | Goulburn Ambulance Station (RAIR) | Ground | 19 |  |  | RCBO | 33 | 0 |  | NHP |  | DSRCBS2030CAN C20 | [5 empty] | GOU - 0036 |  |  | 10/2/2022 | 2 - Normal | 2 - Medium | 1 - Excellent |  | 3 - Normal
Goulburn Ambulance Station (RAIR) | Goulburn Ambulance Station (RAIR) | Ground | 19 |  |  | RCBO | 33 | 0 |  | NHP |  | DSRCBS2030CAN C20 | [5 empty] | GOU - 0036 |  |  | 10/2/2022 | 2 - Normal | 2 - Medium | 1 - Excellent |  | 3 - Normal
Goulburn Ambulance Station (RAIR) | Goulburn Ambulance Station (RAIR) | Ground | 19 |  |  | RCBO | 33 | 0 |  | NHP |  | DSRCBS2030CAN C20 | [5 empty] | GOU - 0036 |  |  | 10/2/2022 | 2 - Normal | 2 - Medium | 1 - Excellent |  | 3 - Normal
Goulburn Ambulance Station (RAIR) | Goulburn Ambulance Station (RAIR) | Ground | 19 |  |  | RCBO | 33 | 0 |  | NHP |  | DSRCBS2030CAN C20 | [5 empty] | GOU - 0036 |  |  | 10/2/2022 | 2 - Normal | 2 - Medium | 1 - Excellent |  | 3 - Normal
Goulburn Ambulance Station (RAIR) | Goulburn Ambulance Station (RAIR) | Ground | 19 |  |  | RCBO | 33 | 0 |  | NHP |  | DSRCBS2030CAN C20 | [5 empty] | GOU - 0036 |  |  | 10/2/2022 | 2 - Normal | 2 - Medium | 1 - Excellent |  | 3 - Normal
Goulburn Ambulance Station (RAIR) | Goulburn Ambulance Station (RAIR) | Ground | 19 |  |  | RCBO | 33 | 0 |  | NHP |  | DSRCBS2030CAN C20 | [5 empty] | GOU - 0036 |  |  | 10/2/2022 | 2 - Normal | 2 - Medium | 1 - Excellent |  | 3 - Normal
Goulburn Ambulance Station (RAIR) | Goulburn Ambulance Station (RAIR) | Ground | 19 |  |  | RCBO | 33 | 0 |  | NHP |  | DSRCBS2030CAN C20 | [5 empty] | GOU - 0036 |  |  | 10/2/2022 | 2 - Normal | 2 - Medium | 1 - Excellent |  | 3 - Normal
Goulburn Ambulance Station (RAIR) | Goulburn Ambulance Station (RAIR) | Ground | 19 |  |  | RCBO | 33 | 0 |  | NHP |  | DSRCBS2030CAN C20 | [5 empty] | GOU - 0036 |  |  | 10/2/2022 | 2 - Normal | 2 - Medium | 1 - Excellent |  | 3 - Normal
Goulburn Ambulance Station (RAIR) | Goulburn Ambulance Station (RAIR) | Ground | 19 |  |  | RCBO | 33 | 0 |  | NHP |  | DSRCBS2030CAN C20 | [5 empty] | GOU - 0036 |  |  | 10/2/2022 | 2 - Normal | 2 - Medium | 1 - Excellent |  | 3 - Normal
Goulburn Ambulance Station (RAIR) | Goulburn Ambulance Station (RAIR) | Ground | 19 |  |  | RCBO | 33 | 0 |  | NHP |  | DSRCBS2030CAN C20 | [5 empty] | GOU - 0036 |  |  | 10/2/2022 | 2 - Normal | 2 - Medium | 1 - Excellent |  | 3 - Normal
Goulburn Ambulance Station (RAIR) | Goulburn Ambulance Station (RAIR) | Ground | 19 |  |  | RCBO | 33 | 0 |  | NHP |  | DSRCBS2030CAN C20 | [5 empty] | GOU - 0036 |  |  | 10/2/2022 | 2 - Normal | 2 - Medium | 1 - Excellent |  | 3 - Normal
Goulburn Ambulance Station (RAIR) | Goulburn Ambulance Station (RAIR) | Ground | 19 |  |  | RCBO | 33 | 0 |  | NHP |  | DSRCBS2030CAN C20 | [5 empty] | GOU - 0036 |  |  | 10/2/2022 | 2 - Normal | 2 - Medium | 1 - Excellent |  | 3 - Normal
Goulburn Ambulance Station (RAIR) | Goulburn Ambulance Station (RAIR) | Ground | 19 |  |  | RCBO | 33 | 0 |  | NHP |  | DSRCBS2030CAN C20 | [5 empty] | GOU - 0036 |  |  | 10/2/2022 | 2 - Normal | 2 - Medium | 1 - Excellent |  | 3 - Normal
Goulburn Ambulance Station (RAIR) | Goulburn Ambulance Station (RAIR) | Ground | 19 |  |  | RCBO | 33 | 0 |  | NHP |  | DSRCBS2030CAN C20 | [5 empty] | GOU - 0036 |  |  | 10/2/2022 | 2 - Normal | 2 - Medium | 1 - Excellent |  | 3 - Normal
Goulburn Ambulance Station (RAIR) | Goulburn Ambulance Station (RAIR) | Ground | 19 |  |  | RCBO | 33 | 0 |  | NHP |  | DSRCBS2030CAN C20 | [5 empty] | GOU - 0036 |  |  | 10/2/2022 | 2 - Normal | 2 - Medium | 1 - Excellent |  | 3 - Normal
Goulburn Ambulance Station (RAIR) | Goulburn Ambulance Station (RAIR) | Ground | 19 |  |  | RCBO | 33 | 0 |  | NHP |  | DSRCBS2030CAN C20 | [5 empty] | GOU - 0036 |  |  | 10/2/2022 | 2 - Normal | 2 - Medium | 1 - Excellent |  | 3 - Normal
Goulburn Ambulance Station (RAIR) | Goulburn Ambulance Station (RAIR) | Ground | 19 |  |  | RCBO | 33 | 0 |  | NHP |  | DSRCBS2030CAN C20 | [5 empty] | GOU - 0036 |  |  | 10/2/2022 | 2 - Normal | 2 - Medium | 1 - Excellent |  | 3 - Normal
Goulburn Ambulance Station (RAIR) | Goulburn Ambulance Station (RAIR) | Ground | 19 |  |  | RCBO | 33 | 0 |  | NHP |  | DSRCBS2030CAN C20 | [5 empty] | GOU - 0036 |  |  | 10/2/2022 | 2 - Normal | 2 - Medium | 1 - Excellent |  | 3 - Normal
Goulburn Ambulance Station (RAIR) | Goulburn Ambulance Station (RAIR) | Ground | 19 |  |  | RCBO | 1 | 0 |  | NHP |  | DSRCBS3230CAN C32 | [5 empty] | GOU - 0036 |  |  | 10/2/2022 | 2 - Normal | 2 - Medium | 1 - Excellent |  | 3 - Normal
Goulburn Ambulance Station (RAIR) | Goulburn Ambulance Station (RAIR) | Ground | 19 |  | GOU - 0037 | Solar Inverter | 1 | GOU - 0037 |  | Solar Edge |  | SE15K-AU0T0BNU4 | SJ4719-07E17D534-9E | [7 empty] | 10/2/2022 | 2 - Normal | 2 - Medium | 1 - Excellent |  | 3 - Normal
Goulburn Ambulance Station (RAIR) | Goulburn Ambulance Station (RAIR) | Ground | 20 |  |  | Thermal Heat Detector | 1 | 0 | [12 empty] | 10/2/2022 | 2 - Normal | 2 - Medium | 1 - Excellent |  | 3 - Normal
Goulburn Ambulance Station (RAIR) | Goulburn Ambulance Station (RAIR) | Ground | 21 |  |  | Roof Anchor Points | 26 | 0 | [12 empty] | 10/2/2022 | 2 - Normal | 2 - Medium | 1 - Excellent |  | 3 - Normal
Goulburn Ambulance Station (RAIR) | Goulburn Ambulance Station (RAIR) | Ground | 21 |  |  | Roof Anchor Points | 26 | 0 | [12 empty] | 10/2/2022 | 2 - Normal | 2 - Medium | 1 - Excellent |  | 3 - Normal
Goulburn Ambulance Station (RAIR) | Goulburn Ambulance Station (RAIR) | Ground | 21 |  |  | Roof Anchor Points | 26 | 0 | [12 empty] | 10/2/2022 | 2 - Normal | 2 - Medium | 1 - Excellent |  | 3 - Normal
Goulburn Ambulance Station (RAIR) | Goulburn Ambulance Station (RAIR) | Ground | 21 |  |  | Roof Anchor Points | 26 | 0 | [12 empty] | 10/2/2022 | 2 - Normal | 2 - Medium | 1 - Excellent |  | 3 - Normal
Goulburn Ambulance Station (RAIR) | Goulburn Ambulance Station (RAIR) | Ground | 21 |  |  | Roof Anchor Points | 26 | 0 | [12 empty] | 10/2/2022 | 2 - Normal | 2 - Medium | 1 - Excellent |  | 3 - Normal
Goulburn Ambulance Station (RAIR) | Goulburn Ambulance Station (RAIR) | Ground | 21 |  |  | Roof Anchor Points | 26 | 0 | [12 empty] | 10/2/2022 | 2 - Normal | 2 - Medium | 1 - Excellent |  | 3 - Normal
Goulburn Ambulance Station (RAIR) | Goulburn Ambulance Station (RAIR) | Ground | 21 |  |  | Roof Anchor Points | 26 | 0 | [12 empty] | 10/2/2022 | 2 - Normal | 2 - Medium | 1 - Excellent |  | 3 - Normal
Goulburn Ambulance Station (RAIR) | Goulburn Ambulance Station (RAIR) | Ground | 21 |  |  | Roof Anchor Points | 26 | 0 | [12 empty] | 10/2/2022 | 2 - Normal | 2 - Medium | 1 - Excellent |  | 3 - Normal
Goulburn Ambulance Station (RAIR) | Goulburn Ambulance Station (RAIR) | Ground | 21 |  |  | Roof Anchor Points | 26 | 0 | [12 empty] | 10/2/2022 | 2 - Normal | 2 - Medium | 1 - Excellent |  | 3 - Normal
Goulburn Ambulance Station (RAIR) | Goulburn Ambulance Station (RAIR) | Ground | 21 |  |  | Roof Anchor Points | 26 | 0 | [12 empty] | 10/2/2022 | 2 - Normal | 2 - Medium | 1 - Excellent |  | 3 - Normal
Goulburn Ambulance Station (RAIR) | Goulburn Ambulance Station (RAIR) | Ground | 21 |  |  | Roof Anchor Points | 26 | 0 | [12 empty] | 10/2/2022 | 2 - Normal | 2 - Medium | 1 - Excellent |  | 3 - Normal
Goulburn Ambulance Station (RAIR) | Goulburn Ambulance Station (RAIR) | Ground | 21 |  |  | Roof Anchor Points | 26 | 0 | [12 empty] | 10/2/2022 | 2 - Normal | 2 - Medium | 1 - Excellent |  | 3 - Normal
Goulburn Ambulance Station (RAIR) | Goulburn Ambulance Station (RAIR) | Ground | 21 |  |  | Roof Anchor Points | 26 | 0 | [12 empty] | 10/2/2022 | 2 - Normal | 2 - Medium | 1 - Excellent |  | 3 - Normal
Goulburn Ambulance Station (RAIR) | Goulburn Ambulance Station (RAIR) | Ground | 21 |  |  | Roof Anchor Points | 26 | 0 | [12 empty] | 10/2/2022 | 2 - Normal | 2 - Medium | 1 - Excellent |  | 3 - Normal
Goulburn Ambulance Station (RAIR) | Goulburn Ambulance Station (RAIR) | Ground | 21 |  |  | Roof Anchor Points | 26 | 0 | [12 empty] | 10/2/2022 | 2 - Normal | 2 - Medium | 1 - Excellent |  | 3 - Normal
Goulburn Ambulance Station (RAIR) | Goulburn Ambulance Station (RAIR) | Ground | 21 |  |  | Roof Anchor Points | 26 | 0 | [12 empty] | 10/2/2022 | 2 - Normal | 2 - Medium | 1 - Excellent |  | 3 - Normal
Goulburn Ambulance Station (RAIR) | Goulburn Ambulance Station (RAIR) | Ground | 21 |  |  | Roof Anchor Points | 26 | 0 | [12 empty] | 10/2/2022 | 2 - Normal | 2 - Medium | 1 - Excellent |  | 3 - Normal
Goulburn Ambulance Station (RAIR) | Goulburn Ambulance Station (RAIR) | Ground | 21 |  |  | Roof Anchor Points | 26 | 0 | [12 empty] | 10/2/2022 | 2 - Normal | 2 - Medium | 1 - Excellent |  | 3 - Normal
Goulburn Ambulance Station (RAIR) | Goulburn Ambulance Station (RAIR) | Ground | 21 |  |  | Roof Anchor Points | 26 | 0 | [12 empty] | 10/2/2022 | 2 - Normal | 2 - Medium | 1 - Excellent |  | 3 - Normal
Goulburn Ambulance Station (RAIR) | Goulburn Ambulance Station (RAIR) | Ground | 21 |  |  | Roof Anchor Points | 26 | 0 | [12 empty] | 10/2/2022 | 2 - Normal | 2 - Medium | 1 - Excellent |  | 3 - Normal
Goulburn Ambulance Station (RAIR) | Goulburn Ambulance Station (RAIR) | Ground | 21 |  |  | Roof Anchor Points | 26 | 0 | [12 empty] | 10/2/2022 | 2 - Normal | 2 - Medium | 1 - Excellent |  | 3 - Normal
Goulburn Ambulance Station (RAIR) | Goulburn Ambulance Station (RAIR) | Ground | 21 |  |  | Roof Anchor Points | 26 | 0 | [12 empty] | 10/2/2022 | 2 - Normal | 2 - Medium | 1 - Excellent |  | 3 - Normal
Goulburn Ambulance Station (RAIR) | Goulburn Ambulance Station (RAIR) | Ground | 21 |  |  | Roof Anchor Points | 26 | 0 | [12 empty] | 10/2/2022 | 2 - Normal | 2 - Medium | 1 - Excellent |  | 3 - Normal
Goulburn Ambulance Station (RAIR) | Goulburn Ambulance Station (RAIR) | Ground | 21 |  |  | Roof Anchor Points | 26 | 0 | [12 empty] | 10/2/2022 | 2 - Normal | 2 - Medium | 1 - Excellent |  | 3 - Normal
Goulburn Ambulance Station (RAIR) | Goulburn Ambulance Station (RAIR) | Ground | 21 |  |  | Roof Anchor Points | 26 | 0 | [12 empty] | 10/2/2022 | 2 - Normal | 2 - Medium | 1 - Excellent |  | 3 - Normal
Goulburn Ambulance Station (RAIR) | Goulburn Ambulance Station (RAIR) | Ground | 21 |  |  | Roof Anchor Points | 26 | 0 | [12 empty] | 10/2/2022 | 2 - Normal | 2 - Medium | 1 - Excellent |  | 3 - Normal
Jindabyne Ambulance Station | Jindabyne Ambulance Station | Ground | 1 |  | JIN - 0001 | Gas Heater | 1 | JIN - 0001 |  | Rinnai | [10 empty] | 16/2/2022 | 2 - Normal | 2 - Medium | 1 - Excellent |  | 3 - Normal
Jindabyne Ambulance Station | Jindabyne Ambulance Station | Ground | 3 |  | JIN - 0002 | EKA controller box | 1 | JIN - 0002 | [12 empty] | 16/2/2022 | 2 - Normal | 2 - Medium | 1 - Excellent |  | 3 - Normal
Jindabyne Ambulance Station | Jindabyne Ambulance Station | Ground | 3 |  | JIN - 0003 | Fire Extinguisher (Dry Chemical) | 1 | JIN - 0003 | [12 empty] | 16/2/2022 | 2 - Normal | 2 - Medium | 1 - Excellent |  | 3 - Normal
Jindabyne Ambulance Station | Jindabyne Ambulance Station | Ground | 3 |  |  | Wallmount Battery Charger | 1 | 0 |  | Durst |  | BCSW - 1225 BS | [8 empty] | 16/2/2022 | 2 - Normal | 2 - Medium | 1 - Excellent |  | 3 - Normal
Jindabyne Ambulance Station | Jindabyne Ambulance Station | Ground | 3 |  |  | Vehicle Battery Charger | 1 | 0 |  | Durst |  | BCS-1225C | A90610615 | [7 empty] | 16/2/2022 | 2 - Normal | 2 - Medium | 1 - Excellent |  | 3 - Normal
Jindabyne Ambulance Station | Jindabyne Ambulance Station | Ground | 3 |  |  | Thermal Heat Detector | 1 | 0 | [12 empty] | 16/2/2022 | 2 - Normal | 2 - Medium | 1 - Excellent |  | 3 - Normal
Jindabyne Ambulance Station | Jindabyne Ambulance Station | Ground | 3 |  |  | Wallmount Battery Charger | 1 | 0 |  | Durst |  | BCSW - 1225 BS | [8 empty] | 16/2/2022 | 2 - Normal | 2 - Medium | 1 - Excellent |  | 3 - Normal
Jindabyne Ambulance Station | Jindabyne Ambulance Station | Ground | 3 |  |  | Vehicle Battery Charger | 1 | 0 |  | Durst |  | BCS-1225C | [8 empty] | 16/2/2022 | 2 - Normal | 2 - Medium | 1 - Excellent |  | 3 - Normal
Jindabyne Ambulance Station | Jindabyne Ambulance Station | Ground | 3 |  |  | Wallmount Battery Charger | 1 | 0 |  | Durst |  | BCSW - 1225 BS | [8 empty] | 16/2/2022 | 2 - Normal | 2 - Medium | 1 - Excellent |  | 3 - Normal
Jindabyne Ambulance Station | Jindabyne Ambulance Station | Ground | 3 |  |  | Vehicle Battery Charger | 1 | 0 |  | Durst |  | BCS-1225C | [8 empty] | 16/2/2022 | 2 - Normal | 2 - Medium | 1 - Excellent |  | 3 - Normal
Jindabyne Ambulance Station | Jindabyne Ambulance Station | Ground | 3 |  |  | Wallmount Battery Charger | 1 | 0 |  | Durst |  | BCSW - 1245 B | 125667 | [7 empty] | 16/2/2022 | 2 - Normal | 2 - Medium | 1 - Excellent |  | 3 - Normal
Jindabyne Ambulance Station | Jindabyne Ambulance Station | Ground | 3 |  |  | Vehicle Battery Charger | 1 | 0 |  | Durst |  | BCS-1245C | [8 empty] | 16/2/2022 | 2 - Normal | 2 - Medium | 1 - Excellent |  | 3 - Normal
Jindabyne Ambulance Station | Jindabyne Ambulance Station | Ground | 3 | Rear roller door |  | Automatic Roller Door Motor | 1 | 0 |  | ATA |  | Axess pro 3100 V1 | 6598 | [7 empty] | 16/2/2022 | 2 - Normal | 2 - Medium | 1 - Excellent |  | 3 - Normal
Jindabyne Ambulance Station | Jindabyne Ambulance Station | Ground | 3 | Front roller door |  | Automatic Roller Door Motor | 1 | 0 |  | Grifco | 1/11/2015 | EDH102 | 15A130077 | [7 empty] | 16/2/2022 | 2 - Normal | 2 - Medium | 1 - Excellent |  | 3 - Normal
Jindabyne Ambulance Station | Jindabyne Ambulance Station | Ground | 3 | Rear roller door | JIN - 0005 | Automatic Roller Door | 1 | JIN - 0005 |  | Thompson’s roller shutters |  |  |  |  | 3.3 | 5.4 |  |  |  |  | 16/2/2022 | 2 - Normal | 2 - Medium | 1 - Excellent |  | 3 - Normal
Jindabyne Ambulance Station | Jindabyne Ambulance Station | Ground | 3 | Front roller door | JIN - 0004 | Automatic Roller Door | 1 | JIN - 0004 |  | MONSOON |  |  |  |  | 3.2 | 5.4 |  |  |  |  | 16/2/2022 | 2 - Normal | 2 - Medium | 1 - Excellent |  | 3 - Normal
Jindabyne Ambulance Station | Jindabyne Ambulance Station | Ground | 4 | Entry to 004 from corridor |  | Smoke Detector | 1 | 0 | [12 empty] | 16/2/2022 | 2 - Normal | 2 - Medium | 1 - Excellent |  | 3 - Normal
Jindabyne Ambulance Station | Jindabyne Ambulance Station | Ground | 4 | In front of kitchen entry |  | Smoke Detector | 1 | 0 | [12 empty] | 16/2/2022 | 2 - Normal | 2 - Medium | 1 - Excellent |  | 3 - Normal
Jindabyne Ambulance Station | Jindabyne Ambulance Station | Ground | 4 |  | JIN - 0006 | A/C Unit Split (Indoor) | 1 | JIN - 0006 |  | Fujitsu |  | ASTA24LCC | E020295 | [7 empty] | 16/2/2022 | 2 - Normal | 2 - Medium | 1 - Excellent |  | 3 - Normal
Jindabyne Ambulance Station | Jindabyne Ambulance Station | Ground | 4 | Centre room |  | Smoke Detector | 1 | 0 | [12 empty] | 16/2/2022 | 2 - Normal | 2 - Medium | 1 - Excellent |  | 3 - Normal
Jindabyne Ambulance Station | Jindabyne Ambulance Station | Ground | 4 |  | JIN - 0007 | Gas Heater | 1 | JIN - 0007 |  | Rinnai | [10 empty] | 16/2/2022 | 2 - Normal | 2 - Medium | 1 - Excellent |  | 3 - Normal
Jindabyne Ambulance Station | Jindabyne Ambulance Station | Ground | 6 |  | JIN - 0008 | Fire Blanket | 1 | JIN - 0008 | [12 empty] | 16/2/2022 | 2 - Normal | 2 - Medium | 1 - Excellent |  | 3 - Normal
Jindabyne Ambulance Station | Jindabyne Ambulance Station | Ground | 6 |  | JIN - 0009 | Fire Extinguisher (Dry Chemical) | 1 | JIN - 0009 | [12 empty] | 16/2/2022 | 2 - Normal | 2 - Medium | 1 - Excellent |  | 3 - Normal
Jindabyne Ambulance Station | Jindabyne Ambulance Station | Ground | 7 |  | JIN - 0010 | Safe | 1 | JIN - 0010 |  | Guardall | [10 empty] | 16/2/2022 | 2 - Normal | 2 - Medium | 1 - Excellent |  | 3 - Normal
Jindabyne Ambulance Station | Jindabyne Ambulance Station | Ground | 10 |  | JIN - 0011 | Gas Heater | 1 | JIN - 0011 |  | Rinnai | [10 empty] | 16/2/2022 | 2 - Normal | 2 - Medium | 1 - Excellent |  | 3 - Normal
Jindabyne Ambulance Station | Jindabyne Ambulance Station | Ground | 10 |  | JIN - 0012 | Safe | 1 | JIN - 0012 |  | CMI | [10 empty] | 16/2/2022 | 2 - Normal | 2 - Medium | 1 - Excellent |  | 3 - Normal
Jindabyne Ambulance Station | Jindabyne Ambulance Station | Level 1 | 1 |  | JIN - 0013 | Fire Extinguisher (Dry Chemical) | 1 | JIN - 0013 | [12 empty] | 16/2/2022 | 2 - Normal | 2 - Medium | 1 - Excellent |  | 3 - Normal
Jindabyne Ambulance Station | Jindabyne Ambulance Station | Level 1 | 1 |  |  | Smoke Detector | 1 | 0 | [12 empty] | 16/2/2022 | 2 - Normal | 2 - Medium | 1 - Excellent |  | 3 - Normal
Jindabyne Ambulance Station | Jindabyne Ambulance Station | Level 1 | 5 |  | JIN - 0014 | A/C Unit Split (Indoor) | 1 | JIN - 0014 |  | Daikin |  | FTXS35EVMA | E009171 | [7 empty] | 16/2/2022 | 2 - Normal | 2 - Medium | 1 - Excellent |  | 3 - Normal
Jindabyne Ambulance Station | Jindabyne Ambulance Station | Ground | 12 | Rear station | JIN - 0015 | Hot Water Heater | 1 | JIN - 0015 |  | Rinnai |  | REU-VR2626WG-50-AK | 11.11-001256 | [7 empty] | 16/2/2022 | 2 - Normal | 2 - Medium | 1 - Excellent |  | 3 - Normal
Jindabyne Ambulance Station | Jindabyne Ambulance Station | Ground | 12 |  | JIN - 0016 | A/C Unit Split (Outdoor) | 1 | JIN - 0016 |  | Fujitsu |  | AOTR24LCC | E015286 | [7 empty] | 16/2/2022 | 2 - Normal | 2 - Medium | 1 - Excellent |  | 3 - Normal
Jindabyne Ambulance Station | Jindabyne Ambulance Station | Ground | 12 | Side station wall hung | JIN - 0017 | A/C Unit Split (Outdoor) | 1 | JIN - 0017 | [12 empty] | 16/2/2022 | 2 - Normal | 2 - Medium | 1 - Excellent |  | 3 - Normal
Jindabyne Ambulance Station | Jindabyne Ambulance Station | Ground | 12 |  |  | Commercial Gas Cylinder | 1 | 0 |  | Elgas |  | 90kg LP Gas | [8 empty] | 16/2/2022 | 2 - Normal | 2 - Medium | 1 - Excellent |  | 3 - Normal
Jindabyne Ambulance Station | Jindabyne Ambulance Station | Ground | 12 | Next to roller door at front station | JIN - 0018 | Main Switchboard | 1 | JIN - 0018 | [12 empty] | 16/2/2022 | 2 - Normal | 2 - Medium | 1 - Excellent |  | 3 - Normal
Jindabyne Ambulance Station | Jindabyne Ambulance Station | Ground | 12 | Main switchboard |  | RCD | 2 | 0 |  | BQS |  | DRNL-32 C20 | [5 empty] | JIN - 0018 |  |  | 16/2/2022 | 2 - Normal | 2 - Medium | 1 - Excellent |  | 3 - Normal
Jindabyne Ambulance Station | Jindabyne Ambulance Station | Ground | 12 | Main switchboard |  | RCD | 2 | 0 |  | BQS |  | DRNL-32 C20 | [5 empty] | JIN - 0018 |  |  | 16/2/2022 | 2 - Normal | 2 - Medium | 1 - Excellent |  | 3 - Normal
Jindabyne Ambulance Station | Jindabyne Ambulance Station | Ground | 12 | Main switchboard |  | RCBO | 1 | 0 |  | Hager |  | ADC316T C16 | [5 empty] | JIN - 0018 |  |  | 16/2/2022 | 2 - Normal | 2 - Medium | 1 - Excellent |  | 3 - Normal
Jindabyne Ambulance Station | Jindabyne Ambulance Station | Ground | 12 | Main switchboard |  | RCD | 1 | 0 |  | General Electric |  | DDCE C20 | [5 empty] | JIN - 0018 |  |  | 16/2/2022 | 2 - Normal | 2 - Medium | 1 - Excellent |  | 3 - Normal
Perisher Ambulance Station | Perisher Ambulance Station | Level 1 | 1 | Next to entry door | PER - 0001 | Fire Hose Reel | 1 | PER - 0001 | [12 empty] | 17/2/2022 | 2 - Normal | 2 - Medium | 1 - Excellent |  | 3 - Normal
Perisher Ambulance Station | Perisher Ambulance Station | Level 1 | 1 | Above entry door | PER - 0002 | Emergency Exit Light (Green) | 1 | PER - 0002 |  | Clipsal | [10 empty] | 17/2/2022 | 2 - Normal | 2 - Medium | 1 - Excellent |  | 3 - Normal
Perisher Ambulance Station | Perisher Ambulance Station | Level 1 | 1 |  |  | Smoke Detector | 2 | 0 | [12 empty] | 17/2/2022 | 2 - Normal | 2 - Medium | 1 - Excellent |  | 3 - Normal
Perisher Ambulance Station | Perisher Ambulance Station | Level 1 | 1 |  |  | Smoke Detector | 2 | 0 | [12 empty] | 17/2/2022 | 2 - Normal | 2 - Medium | 1 - Excellent |  | 3 - Normal
Perisher Ambulance Station | Perisher Ambulance Station | Level 1 | 1 |  |  | Thermal Heat Detector | 5 | 0 | [12 empty] | 17/2/2022 | 2 - Normal | 2 - Medium | 1 - Excellent |  | 3 - Normal
Perisher Ambulance Station | Perisher Ambulance Station | Level 1 | 1 |  |  | Thermal Heat Detector | 5 | 0 | [12 empty] | 17/2/2022 | 2 - Normal | 2 - Medium | 1 - Excellent |  | 3 - Normal
Perisher Ambulance Station | Perisher Ambulance Station | Level 1 | 1 |  |  | Thermal Heat Detector | 5 | 0 | [12 empty] | 17/2/2022 | 2 - Normal | 2 - Medium | 1 - Excellent |  | 3 - Normal
Perisher Ambulance Station | Perisher Ambulance Station | Level 1 | 1 |  |  | Thermal Heat Detector | 5 | 0 | [12 empty] | 17/2/2022 | 2 - Normal | 2 - Medium | 1 - Excellent |  | 3 - Normal
Perisher Ambulance Station | Perisher Ambulance Station | Level 1 | 1 |  |  | Thermal Heat Detector | 5 | 0 | [12 empty] | 17/2/2022 | 2 - Normal | 2 - Medium | 1 - Excellent |  | 3 - Normal
Perisher Ambulance Station | Perisher Ambulance Station | Level 1 | 1 |  |  | Emergency Exit Light (Spitfire) | 3 | 0 | [12 empty] | 17/2/2022 | 2 - Normal | 2 - Medium | 1 - Excellent |  | 3 - Normal
Perisher Ambulance Station | Perisher Ambulance Station | Level 1 | 1 |  |  | Emergency Exit Light (Spitfire) | 3 | 0 | [12 empty] | 17/2/2022 | 2 - Normal | 2 - Medium | 1 - Excellent |  | 3 - Normal
Perisher Ambulance Station | Perisher Ambulance Station | Level 1 | 1 |  |  | Emergency Exit Light (Spitfire) | 3 | 0 | [12 empty] | 17/2/2022 | 2 - Normal | 2 - Medium | 1 - Excellent |  | 3 - Normal
Perisher Ambulance Station | Perisher Ambulance Station | Level 1 | 1 | Corridor | PER - 0003 | Distribution Board | 1 | PER - 0003 |  | Email limited | [10 empty] | 17/2/2022 | 2 - Normal | 2 - Medium | 1 - Excellent |  | 3 - Normal
Perisher Ambulance Station | Perisher Ambulance Station | Level 1 | 1 | On distribution board |  | RCD | 1 | 0 |  | Eaton |  | N20187 ELQ 20A | [5 empty] | PER - 0003 |  |  | 17/2/2022 | 2 - Normal | 2 - Medium | 1 - Excellent |  | 3 - Normal
Perisher Ambulance Station | Perisher Ambulance Station | Level 1 | 1 | Corridor | PER - 0004 | Fire Extinguisher (Dry Chemical) | 1 | PER - 0004 | [12 empty] | 17/2/2022 | 2 - Normal | 2 - Medium | 1 - Excellent |  | 3 - Normal
Perisher Ambulance Station | Perisher Ambulance Station | Level 1 | 1 | Kitchen | PER - 0005 | Fire Blanket | 1 | PER - 0005 | [12 empty] | 17/2/2022 | 2 - Normal | 2 - Medium | 1 - Excellent |  | 3 - Normal
Perisher Ambulance Station | Perisher Ambulance Station | Level 1 | 1 | Above door to balcony stairs | PER - 0006 | Emergency Exit Light (Green) | 1 | PER - 0006 |  | Clipsal | [10 empty] | 17/2/2022 | 2 - Normal | 2 - Medium | 1 - Excellent |  | 3 - Normal
Perisher Ambulance Station | Perisher Ambulance Station | Level 1 | 1 | Corridor | PER - 0007 | Electric Heater | 1 | PER - 0007 |  | NOBO | [10 empty] | 17/2/2022 | 2 - Normal | 2 - Medium | 1 - Excellent |  | 3 - Normal
Perisher Ambulance Station | Perisher Ambulance Station | Level 1 | 1 | Back corner | PER - 0008 | Electric Heater | 1 | PER - 0008 |  | STIEBEL ELTRON |  | CNS 150 A | [8 empty] | 17/2/2022 | 2 - Normal | 2 - Medium | 1 - Excellent |  | 3 - Normal
Perisher Ambulance Station | Perisher Ambulance Station | Level 1 | 1 | Centre lounge | PER - 0009 | Electric Heater | 1 | PER - 0009 |  | NOBO | [10 empty] | 17/2/2022 | 2 - Normal | 2 - Medium | 1 - Excellent |  | 3 - Normal
Perisher Ambulance Station | Perisher Ambulance Station | Level 1 | 2 |  |  | Smoke Detector | 1 | 0 | [12 empty] | 17/2/2022 | 2 - Normal | 2 - Medium | 1 - Excellent |  | 3 - Normal
Perisher Ambulance Station | Perisher Ambulance Station | Level 1 | 2 |  | PER - 0010 | Electric Heater | 1 | PER - 0010 |  | Siemens |  | 2NC2 915-1L | [8 empty] | 17/2/2022 | 2 - Normal | 2 - Medium | 1 - Excellent |  | 3 - Normal
Perisher Ambulance Station | Perisher Ambulance Station | Level 1 | 3 |  |  | Smoke Detector | 1 | 0 | [12 empty] | 17/2/2022 | 2 - Normal | 2 - Medium | 1 - Excellent |  | 3 - Normal
Perisher Ambulance Station | Perisher Ambulance Station | Level 1 | 3 |  | PER - 0011 | Electric Heater | 1 | PER - 0011 |  | Siemens |  | 2NC2 915-1L | [8 empty] | 17/2/2022 | 2 - Normal | 2 - Medium | 1 - Excellent |  | 3 - Normal
Perisher Ambulance Station | Perisher Ambulance Station | Level 1 | 4 |  |  | Smoke Detector | 1 | 0 | [12 empty] | 17/2/2022 | 2 - Normal | 2 - Medium | 1 - Excellent |  | 3 - Normal
Perisher Ambulance Station | Perisher Ambulance Station | Level 1 | 4 |  | PER - 0012 | Electric Heater | 1 | PER - 0012 |  | Siemens |  | 2NC2 915-1L | [8 empty] | 17/2/2022 | 2 - Normal | 2 - Medium | 1 - Excellent |  | 3 - Normal
Perisher Ambulance Station | Perisher Ambulance Station | Level 1 | 5 |  |  | Smoke Detector | 1 | 0 | [12 empty] | 17/2/2022 | 2 - Normal | 2 - Medium | 1 - Excellent |  | 3 - Normal
Perisher Ambulance Station | Perisher Ambulance Station | Level 1 | 5 |  | PER - 0013 | Electric Heater | 1 | PER - 0013 |  | NOBO | [10 empty] | 17/2/2022 | 2 - Normal | 2 - Medium | 1 - Excellent |  | 3 - Normal
Perisher Ambulance Station | Perisher Ambulance Station | Level 1 | 6 |  |  | Thermal Heat Detector | 1 | 0 | [12 empty] | 17/2/2022 | 2 - Normal | 2 - Medium | 1 - Excellent |  | 3 - Normal
Perisher Ambulance Station | Perisher Ambulance Station | Level 1 | 8 |  |  | Thermal Heat Detector | 1 | 0 | [12 empty] | 17/2/2022 | 2 - Normal | 2 - Medium | 1 - Excellent |  | 3 - Normal
Perisher Ambulance Station | Perisher Ambulance Station | Level 1 | 9 |  | PER - 0014 | Hot Water Heater | 1 | PER - 0014 |  | VULCAN | 5/2/2009 | 66140008 | 3722912 | 400 | [6 empty] | 17/2/2022 | 2 - Normal | 2 - Medium | 2 |  | 3 - Normal
Perisher Ambulance Station | Perisher Ambulance Station | Ground | 1 |  |  | Thermal Heat Detector | 1 | 0 | [12 empty] | 17/2/2022 | 2 - Normal | 2 - Medium | 1 - Excellent |  | 3 - Normal
Perisher Ambulance Station | Perisher Ambulance Station | Ground | 1 |  |  | Emergency Exit Light (White) | 1 | 0 | [12 empty] | 17/2/2022 | 2 - Normal | 2 - Medium | 1 - Excellent |  | 3 - Normal
Perisher Ambulance Station | Perisher Ambulance Station | Ground | 1 |  | PER - 0015 | Fire Indicator Panel (FIP) | 1 | PER - 0015 | Incite Fire | Kentec |  | Sigma-CP conventional panel | [8 empty] | 17/2/2022 | 2 - Normal | 2 - Medium | 1 - Excellent |  | 3 - Normal
Perisher Ambulance Station | Perisher Ambulance Station | Ground | 2 |  | PER - 0016 | Main Switchboard | 1 | PER - 0016 |  | Email | [10 empty] | 17/2/2022 | 2 - Normal | 2 - Medium | 1 - Excellent |  | 3 - Normal
Perisher Ambulance Station | Perisher Ambulance Station | Ground | 3 | Next to exit door | PER - 0017 | Fie Extinguisher (Powder) | 1 | PER - 0017 | [12 empty] | 17/2/2022 | 2 - Normal | 2 - Medium | 1 - Excellent |  | 3 - Normal
Perisher Ambulance Station | Perisher Ambulance Station | Ground | 3 | Above entry/ exit door | PER - 0018 | Emergency Exit Light (Green) | 1 | PER - 0018 |  | Clipsal | [10 empty] | 17/2/2022 | 2 - Normal | 2 - Medium | 1 - Excellent |  | 3 - Normal
Perisher Ambulance Station | Perisher Ambulance Station | Ground | 3 |  | PER - 0019 | Above ground Diesel Tank | 1 | PER - 0019 |  | Petro Industrial | 1/9/2016 | PC 1100 | A61063704 | 1,000 | [6 empty] | 17/2/2022 | 2 - Normal | 2 - Medium | 1 - Excellent |  | 3 - Normal
Perisher Ambulance Station | Perisher Ambulance Station | Ground | 3 |  |  | Thermal Heat Detector | 9 | 0 | [12 empty] | 17/2/2022 | 2 - Normal | 2 - Medium | 1 - Excellent |  | 3 - Normal
Perisher Ambulance Station | Perisher Ambulance Station | Ground | 3 |  |  | Thermal Heat Detector | 9 | 0 | [12 empty] | 17/2/2022 | 2 - Normal | 2 - Medium | 1 - Excellent |  | 3 - Normal
Perisher Ambulance Station | Perisher Ambulance Station | Ground | 3 |  |  | Thermal Heat Detector | 9 | 0 | [12 empty] | 17/2/2022 | 2 - Normal | 2 - Medium | 1 - Excellent |  | 3 - Normal
Perisher Ambulance Station | Perisher Ambulance Station | Ground | 3 |  |  | Thermal Heat Detector | 9 | 0 | [12 empty] | 17/2/2022 | 2 - Normal | 2 - Medium | 1 - Excellent |  | 3 - Normal
Perisher Ambulance Station | Perisher Ambulance Station | Ground | 3 |  |  | Thermal Heat Detector | 9 | 0 | [12 empty] | 17/2/2022 | 2 - Normal | 2 - Medium | 1 - Excellent |  | 3 - Normal
Perisher Ambulance Station | Perisher Ambulance Station | Ground | 3 |  |  | Thermal Heat Detector | 9 | 0 | [12 empty] | 17/2/2022 | 2 - Normal | 2 - Medium | 1 - Excellent |  | 3 - Normal
Perisher Ambulance Station | Perisher Ambulance Station | Ground | 3 |  |  | Thermal Heat Detector | 9 | 0 | [12 empty] | 17/2/2022 | 2 - Normal | 2 - Medium | 1 - Excellent |  | 3 - Normal
Perisher Ambulance Station | Perisher Ambulance Station | Ground | 3 |  |  | Thermal Heat Detector | 9 | 0 | [12 empty] | 17/2/2022 | 2 - Normal | 2 - Medium | 1 - Excellent |  | 3 - Normal
Perisher Ambulance Station | Perisher Ambulance Station | Ground | 3 |  |  | Thermal Heat Detector | 9 | 0 | [12 empty] | 17/2/2022 | 2 - Normal | 2 - Medium | 1 - Excellent |  | 3 - Normal
Perisher Ambulance Station | Perisher Ambulance Station | Ground | 3 |  |  | Wallmount Battery Charger | 1 | 0 |  | Durst |  | BCSW - 1245 B | 125348 | [7 empty] | 17/2/2022 | 2 - Normal | 2 - Medium | 1 - Excellent |  | 3 - Normal
Perisher Ambulance Station | Perisher Ambulance Station | Ground | 3 |  |  | Vehicle Battery Charger | 1 | 0 |  | Durst |  | BCS-1245C | [8 empty] | 17/2/2022 | 2 - Normal | 2 - Medium | 1 - Excellent |  | 3 - Normal
Perisher Ambulance Station | Perisher Ambulance Station | Ground | 3 |  | PER - 0020 | Fire Hose Reel | 1 | PER - 0020 |  | BFI | [10 empty] | 17/2/2022 | 2 - Normal | 2 - Medium | 1 - Excellent |  | 3 - Normal
Perisher Ambulance Station | Perisher Ambulance Station | Ground | 3 |  | PER - 0021 | Fie Extinguisher (Powder) | 1 | PER - 0021 | [12 empty] | 17/2/2022 | 2 - Normal | 2 - Medium | 1 - Excellent |  | 3 - Normal
Perisher Ambulance Station | Perisher Ambulance Station | Ground | 3 |  |  | Air Compressor | 1 | 0 |  | Pilot Air Compressors |  | 25 | 57104508 | [7 empty] | 17/2/2022 | 2 - Normal | 2 - Medium | 4 |  | 3 - Normal
Perisher Ambulance Station | Perisher Ambulance Station | Ground | 3 |  |  | Pressure Cleaner | 1 | 0 |  | Kerrick |  | NEXUS 100 | 20506446 | [7 empty] | 17/2/2022 | 2 - Normal | 2 - Medium | 3 - Fair |  | 3 - Normal
Perisher Ambulance Station | Perisher Ambulance Station | Ground | 3 | Entry roller door |  | Automatic Roller Door Motor | 1 | 0 |  | Grifco | 1/10/2017 | EDL153 | 17A040057 | [7 empty] | 17/2/2022 | 2 - Normal | 2 - Medium | 1 - Excellent |  | 3 - Normal
Perisher Ambulance Station | Perisher Ambulance Station | Ground | 3 | Entry roller door large | PER - 0022 | Automatic Roller Door | 1 | PER - 0022 |  | Thompsons |  |  |  |  | 3.4 | 7 |  |  |  |  | 17/2/2022 | 2 - Normal | 2 - Medium | 1 - Excellent |  | 3 - Normal
Perisher Ambulance Station | Perisher Ambulance Station | Ground | 3 |  |  | Automatic Roller Door Motor | 1 | 0 |  | Grifco | 1/8/2017 | EDL103 | 177030306 | [7 empty] | 17/2/2022 | 2 - Normal | 2 - Medium | 1 - Excellent |  | 3 - Normal
Perisher Ambulance Station | Perisher Ambulance Station | Ground | 3 |  | PER - 0023 | Automatic Roller Door | 1 | PER - 0023 |  | Thompson’s roller shutters |  |  |  |  | 1.8 | 2.7 |  |  |  |  | 17/2/2022 | 2 - Normal | 2 - Medium | 1 - Excellent |  | 3 - Normal
Perisher Ambulance Station | Perisher Ambulance Station | Ground | 3 |  |  | Snow Mobile | 1 | 0 |  | Arctic Cat | 1/11/2007 | BEARCAT | 4UF08SNW18T123889 | [7 empty] | 17/2/2022 | 2 - Normal | 2 - Medium | 1 - Excellent |  | 3 - Normal |  | Plant no. A 7750
Perisher Ambulance Station | Perisher Ambulance Station | Ground | 3 |  |  | Snow Mobile | 1 | 0 |  | Arctic Cat | 1/11/2007 | Bearcat | 4UF08SNW28T123884 | [7 empty] | 17/2/2022 | 2 - Normal | 2 - Medium | 1 - Excellent |  | 3 - Normal |  | Plant no. A 7749
Perisher Ambulance Station | Perisher Ambulance Station | Ground | 3 |  |  | Snow Mobile | 1 | 0 |  | Arctic Cat | 1/8/2013 | 2014 BEARCAT 570 XTE OS WHT/BLK | 4UF14SNW8ET109841 | [7 empty] | 17/2/2022 | 2 - Normal | 2 - Medium | 1 - Excellent |  | 3 - Normal
Perisher Ambulance Station | Perisher Ambulance Station | Ground | 3 |  |  | Snow Mobile | 1 | 0 |  | Arctic Cat | 1/1/2020 | 2021 Norseman 8000 X E8 0E RED | 4UF1S2JG6MT100381 | [7 empty] | 17/2/2022 | 2 - Normal | 2 - Medium | 1 - Excellent |  | 3 - Normal
Perisher Ambulance Station | Perisher Ambulance Station | Ground | 3 |  |  | Snow Mobile | 1 | 0 |  | Ski-doo |  | Expedition LE | YH2SAAMB4MR000137 | [7 empty] | 17/2/2022 | 2 - Normal | 2 - Medium | 1 - Excellent |  | 3 - Normal
Perisher Ambulance Station | Perisher Ambulance Station | Ground | 3 |  |  | Ambulance Snow Groomer | 1 | 0 |  | Pisten Bully | [10 empty] | 17/2/2022 | 2 - Normal | 2 - Medium | 1 - Excellent |  | 3 - Normal |  | Shant to confirm
Perisher Ambulance Station | Perisher Ambulance Station | Ground | 4 |  |  | Thermal Heat Detector | 1 | 0 | [12 empty] | 17/2/2022 | 2 - Normal | 2 - Medium | 1 - Excellent |  | 3 - Normal
Perisher Ambulance Station | Perisher Ambulance Station | Ground | 5 |  |  | Thermal Heat Detector | 1 | 0 | [12 empty] | 17/2/2022 | 2 - Normal | 2 - Medium | 1 - Excellent |  | 3 - Normal
Perisher Ambulance Station | Perisher Ambulance Station | Ground | 6 |  |  | Smoke Detector | 1 | 0 | [12 empty] | 17/2/2022 | 2 - Normal | 2 - Medium | 1 - Excellent |  | 3 - Normal
Perisher Ambulance Station | Perisher Ambulance Station | Ground | 7 |  |  | Thermal Heat Detector | 1 | 0 | [12 empty] | 17/2/2022 | 2 - Normal | 2 - Medium | 1 - Excellent |  | 3 - Normal
Perisher Ambulance Station | Perisher Ambulance Station | Ground | 8 |  | PER - 0024 | Fire Extinguisher (Dry Chemical) | 1 | PER - 0024 | [12 empty] | 17/2/2022 | 2 - Normal | 2 - Medium | 1 - Excellent |  | 3 - Normal
Perisher Ambulance Station | Perisher Ambulance Station | Ground | 8 |  | PER - 0025 | Emergency Exit Light (Green) | 1 | PER - 0025 | [12 empty] | 17/2/2022 | 2 - Normal | 2 - Medium | 1 - Excellent |  | 3 - Normal
Perisher Ambulance Station | Perisher Ambulance Station | Ground | 8 |  | PER - 0026 | Emergency Exit Light (White) | 1 | PER - 0026 | [12 empty] | 17/2/2022 | 2 - Normal | 2 - Medium | 1 - Excellent |  | 3 - Normal
Perisher Ambulance Station | Perisher Ambulance Station | Ground | 8 |  |  | Thermal Heat Detector | 1 | 0 | [12 empty] | 17/2/2022 | 2 - Normal | 2 - Medium | 1 - Excellent |  | 3 - Normal
Perisher Ambulance Station | Perisher Ambulance Station | Ground | 9 |  | PER - 0027 | Electric Heater | 1 | PER - 0027 |  | Steibel ELTRON | [10 empty] | 17/2/2022 | 2 - Normal | 2 - Medium | 1 - Excellent |  | 3 - Normal
Perisher Ambulance Station | Perisher Ambulance Station | Ground | 9 |  |  | Thermal Heat Detector | 1 | 0 | [12 empty] | 17/2/2022 | 2 - Normal | 2 - Medium | 1 - Excellent |  | 3 - Normal
Perisher Ambulance Station | Perisher Ambulance Station | Ground | 11 |  |  | Smoke Detector | 1 | 0 | [12 empty] | 17/2/2022 | 2 - Normal | 2 - Medium | 1 - Excellent |  | 3 - Normal
Perisher Ambulance Station | Perisher Ambulance Station | Ground | 11 |  | PER - 0028 | EKA controller box | 1 | PER - 0028 | [12 empty] | 17/2/2022 | 2 - Normal | 2 - Medium | 1 - Excellent |  | 3 - Normal
Perisher Ambulance Station | Perisher Ambulance Station | Ground | 11 |  | PER - 0029 | Safe | 1 | PER - 0029 |  | Guardall | [10 empty] | 17/2/2022 | 2 - Normal | 2 - Medium | 1 - Excellent |  | 3 - Normal
Perisher Ambulance Station | Perisher Ambulance Station | Ground | 11 |  | PER - 0030 | Electric Heater | 1 | PER - 0030 |  | IXL | [10 empty] | 17/2/2022 | 2 - Normal | 2 - Medium | 1 - Excellent |  | 3 - Normal
Perisher Ambulance Station | Perisher Ambulance Station | Ground | 12 |  |  | Thermal Heat Detector | 1 | 0 | [12 empty] | 17/2/2022 | 2 - Normal | 2 - Medium | 1 - Excellent |  | 3 - Normal
Perisher Ambulance Station | Perisher Ambulance Station | Ground | 13 | Front left of building |  | Hydrant riser | 1 | 0 | [12 empty] | 17/2/2022 | 2 - Normal | 2 - Medium | 1 - Excellent |  | 3 - Normal
Bega Ambulance Station | Bega Ambulance Station | Ground | 1 | Above entry door |  | Emergency Exit Light (Green) | 1 | 0 |  | Clevertronics |  | Swingblade | [8 empty] | 21/2/2022 | 2 - Normal | 2 - Medium | 1 - Excellent |  | 3 - Normal
Bega Ambulance Station | Bega Ambulance Station | Ground | 1 |  |  | Smoke Detector | 3 | 0 | [12 empty] | 21/2/2022 | 2 - Normal | 2 - Medium | 1 - Excellent |  | 3 - Normal
Bega Ambulance Station | Bega Ambulance Station | Ground | 1 |  |  | Smoke Detector | 3 | 0 | [12 empty] | 21/2/2022 | 2 - Normal | 2 - Medium | 1 - Excellent |  | 3 - Normal
Bega Ambulance Station | Bega Ambulance Station | Ground | 1 |  |  | Smoke Detector | 3 | 0 | [12 empty] | 21/2/2022 | 2 - Normal | 2 - Medium | 1 - Excellent |  | 3 - Normal
Bega Ambulance Station | Bega Ambulance Station | Ground | 1 | Entry Corridor | BEG - 0001 | Fire Indicator Panel (FIP) | 1 | BEG - 0001 |  | Brooks |  | Fire tracker | [8 empty] | 21/2/2022 | 2 - Normal | 2 - Medium | 1 - Excellent |  | 3 - Normal
Bega Ambulance Station | Bega Ambulance Station | Ground | 1 | Next to shared office | BEG - 0002 | Fire Extinguisher (Water) | 1 | BEG - 0002 | [12 empty] | 21/2/2022 | 2 - Normal | 2 - Medium | 1 - Excellent |  | 3 - Normal
Bega Ambulance Station | Bega Ambulance Station | Ground | 1 | Above door to Plantroom |  | Emergency Exit Light (Green) | 1 | 0 |  | Clevertronics |  | Swingblade | [8 empty] | 21/2/2022 | 2 - Normal | 2 - Medium | 1 - Excellent |  | 3 - Normal
Bega Ambulance Station | Bega Ambulance Station | Ground | 1 |  |  | Emergency Exit Light (Spitfire) | 1 | 0 | [12 empty] | 21/2/2022 | 2 - Normal | 2 - Medium | 1 - Excellent |  | 3 - Normal
Bega Ambulance Station | Bega Ambulance Station | Ground | 1 | Corridor |  | A/C Centralized Controller | 1 | 0 |  | Mitsubishi |  | AG-150A | [8 empty] | 21/2/2022 | 2 - Normal | 2 - Medium | 1 - Excellent |  | 3 - Normal
Bega Ambulance Station | Bega Ambulance Station | Ground | 1 | Above shared office |  | A/C Cassette | 1 | 0 |  | Mitsubishi Electric | [10 empty] | 21/2/2022 | 2 - Normal | 2 - Medium | 1 - Excellent |  | 3 - Normal
Bega Ambulance Station | Bega Ambulance Station | Ground | 2 |  |  | Emergency Exit Light (Spitfire) | 1 | 0 | [12 empty] | 21/2/2022 | 2 - Normal | 2 - Medium | 1 - Excellent |  | 3 - Normal
Bega Ambulance Station | Bega Ambulance Station | Ground | 2 |  |  | Smoke Detector | 1 | 0 | [12 empty] | 21/2/2022 | 2 - Normal | 2 - Medium | 1 - Excellent |  | 3 - Normal
Bega Ambulance Station | Bega Ambulance Station | Ground | 2 |  |  | A/C Cassette | 1 | 0 |  | Mitsubishi Electric | [10 empty] | 21/2/2022 | 2 - Normal | 2 - Medium | 1 - Excellent |  | 3 - Normal
Bega Ambulance Station | Bega Ambulance Station | Ground | 3 |  |  | Smoke Detector | 1 | 0 | [12 empty] | 21/2/2022 | 2 - Normal | 2 - Medium | 1 - Excellent |  | 3 - Normal
Bega Ambulance Station | Bega Ambulance Station | Ground | 3 |  |  | Emergency Exit Light (Spitfire) | 1 | 0 | [12 empty] | 21/2/2022 | 2 - Normal | 2 - Medium | 1 - Excellent |  | 3 - Normal
Bega Ambulance Station | Bega Ambulance Station | Ground | 3 |  |  | A/C Cassette | 1 | 0 |  | Mitsubishi Electric | [10 empty] | 21/2/2022 | 2 - Normal | 2 - Medium | 1 - Excellent |  | 3 - Normal
Bega Ambulance Station | Bega Ambulance Station | Ground | 4 |  |  | A/C Cassette | 1 | 0 |  | Mitsubishi Electric | [10 empty] | 21/2/2022 | 2 - Normal | 2 - Medium | 1 - Excellent |  | 3 - Normal
Bega Ambulance Station | Bega Ambulance Station | Ground | 4 |  |  | Smoke Detector | 1 | 0 | [12 empty] | 21/2/2022 | 2 - Normal | 2 - Medium | 1 - Excellent |  | 3 - Normal
Bega Ambulance Station | Bega Ambulance Station | Ground | 4 |  |  | Emergency Exit Light (Spitfire) | 1 | 0 | [12 empty] | 21/2/2022 | 2 - Normal | 2 - Medium | 1 - Excellent |  | 3 - Normal
Bega Ambulance Station | Bega Ambulance Station | Ground | 6 |  |  | Smoke Detector | 1 | 0 | [12 empty] | 21/2/2022 | 2 - Normal | 2 - Medium | 1 - Excellent |  | 3 - Normal
Bega Ambulance Station | Bega Ambulance Station | Ground | 6 |  |  | A/C Cassette | 1 | 0 |  | Mitsubishi Electric | [10 empty] | 21/2/2022 | 2 - Normal | 2 - Medium | 1 - Excellent |  | 3 - Normal
Bega Ambulance Station | Bega Ambulance Station | Ground | 6 |  |  | Emergency Exit Light (Spitfire) | 1 | 0 | [12 empty] | 21/2/2022 | 2 - Normal | 2 - Medium | 1 - Excellent |  | 3 - Normal
Bega Ambulance Station | Bega Ambulance Station | Ground | 5 |  |  | Smoke Detector | 4 | 0 | [12 empty] | 21/2/2022 | 2 - Normal | 2 - Medium | 1 - Excellent |  | 3 - Normal
Bega Ambulance Station | Bega Ambulance Station | Ground | 5 |  |  | Smoke Detector | 4 | 0 | [12 empty] | 21/2/2022 | 2 - Normal | 2 - Medium | 1 - Excellent |  | 3 - Normal
Bega Ambulance Station | Bega Ambulance Station | Ground | 5 |  |  | Smoke Detector | 4 | 0 | [12 empty] | 21/2/2022 | 2 - Normal | 2 - Medium | 1 - Excellent |  | 3 - Normal
Bega Ambulance Station | Bega Ambulance Station | Ground | 5 |  |  | Smoke Detector | 4 | 0 | [12 empty] | 21/2/2022 | 2 - Normal | 2 - Medium | 1 - Excellent |  | 3 - Normal
Bega Ambulance Station | Bega Ambulance Station | Ground | 5 |  |  | Emergency Exit Light (Spitfire) | 1 | 0 | [12 empty] | 21/2/2022 | 2 - Normal | 2 - Medium | 1 - Excellent |  | 3 - Normal
Bega Ambulance Station | Bega Ambulance Station | Ground |  | Above lounge |  | A/C Cassette | 1 | 0 |  | Mitsubishi Electric | [10 empty] | 21/2/2022 | 2 - Normal | 2 - Medium | 1 - Excellent |  | 3 - Normal
Bega Ambulance Station | Bega Ambulance Station | Ground | 5 | Above kitchen |  | A/C Cassette | 1 | 0 |  | Mitsubishi Electric | [10 empty] | 21/2/2022 | 2 - Normal | 2 - Medium | 1 - Excellent |  | 3 - Normal
Bega Ambulance Station | Bega Ambulance Station | Ground | 5 | Centre room |  | Emergency Exit Light (Green) | 1 | 0 |  | Clevertronics |  | Swingblade | [8 empty] | 21/2/2022 | 2 - Normal | 2 - Medium | 1 - Excellent |  | 3 - Normal
Bega Ambulance Station | Bega Ambulance Station | Ground | 5 | Above door to plant |  | Emergency Exit Light (Green) | 1 | 0 |  | Clevertronics |  | Swingblade | [8 empty] | 21/2/2022 | 2 - Normal | 2 - Medium | 1 - Excellent |  | 3 - Normal
Bega Ambulance Station | Bega Ambulance Station | Ground | 5 | Kitchen | BEG - 0003 | Fire Blanket | 1 | BEG - 0003 | [12 empty] | 21/2/2022 | 2 - Normal | 2 - Medium | 1 - Excellent |  | 3 - Normal
Bega Ambulance Station | Bega Ambulance Station | Ground | 5 | Kitchen | BEG - 0004 | Fire Blanket | 1 | BEG - 0004 | [12 empty] | 21/2/2022 | 2 - Normal | 2 - Medium | 1 - Excellent |  | 3 - Normal
Bega Ambulance Station | Bega Ambulance Station | Ground | 5 | Under sink | BEG - 0005 | ZIP Hot Water Service | 1 | BEG - 0005 |  | Zip |  | HydroTap G4 BC100/75 | 2.02011E+12 | [7 empty] | 21/2/2022 | 2 - Normal | 2 - Medium | 1 - Excellent |  | 3 - Normal
Bega Ambulance Station | Bega Ambulance Station | Ground | 5 | Kitchen area | BEG - 0006 | Fire Extinguisher (C02) | 1 | BEG - 0006 | [12 empty] | 21/2/2022 | 2 - Normal | 2 - Medium | 1 - Excellent |  | 3 - Normal
Bega Ambulance Station | Bega Ambulance Station | Ground | 7 |  | BEG - 0007 | TMV | 1 | BEG - 0007 |  | Enware |  | Aquablend 1500 | [8 empty] | 21/2/2022 | 2 - Normal | 2 - Medium | 1 - Excellent |  | 3 - Normal
Bega Ambulance Station | Bega Ambulance Station | Ground | 7 |  |  | Emergency Exit Light (Spitfire) | 1 | 0 | [12 empty] | 21/2/2022 | 2 - Normal | 2 - Medium | 1 - Excellent |  | 3 - Normal
Bega Ambulance Station | Bega Ambulance Station | Ground | 7 |  |  | Thermal Heat Detector | 1 | 0 | [12 empty] | 21/2/2022 | 2 - Normal | 2 - Medium | 1 - Excellent |  | 3 - Normal
Bega Ambulance Station | Bega Ambulance Station | Ground | 11 |  | BEG - 0008 | TMV | 1 | BEG - 0008 |  | Enware |  | Aquablend 1500 | [8 empty] | 21/2/2022 | 2 - Normal | 2 - Medium | 1 - Excellent |  | 3 - Normal
Bega Ambulance Station | Bega Ambulance Station | Ground | 11 |  |  | Thermal Heat Detector | 1 | 0 | [12 empty] | 21/2/2022 | 2 - Normal | 2 - Medium | 1 - Excellent |  | 3 - Normal
Bega Ambulance Station | Bega Ambulance Station | Ground | 11 |  |  | Emergency Exit Light (Spitfire) | 1 | 0 | [12 empty] | 21/2/2022 | 2 - Normal | 2 - Medium | 1 - Excellent |  | 3 - Normal
Bega Ambulance Station | Bega Ambulance Station | Ground | 14 |  | BEG - 0009 | A/C Unit Split (Indoor) | 1 | BEG - 0009 |  | Mitsubishi Electric |  | MSZ-GE50VA2 | 3004555 T | [7 empty] | 21/2/2022 | 2 - Normal | 2 - Medium | 1 - Excellent |  | 3 - Normal
Bega Ambulance Station | Bega Ambulance Station | Ground | 14 |  |  | Smoke Detector | 1 | 0 | [12 empty] | 21/2/2022 | 2 - Normal | 2 - Medium | 1 - Excellent |  | 3 - Normal
Bega Ambulance Station | Bega Ambulance Station | Ground | 16 |  |  | A/C Cassette | 1 | 0 |  | Mitsubishi Electric | [10 empty] | 21/2/2022 | 2 - Normal | 2 - Medium | 1 - Excellent |  | 3 - Normal
Bega Ambulance Station | Bega Ambulance Station | Ground | 16 |  |  | Emergency Exit Light (Spitfire) | 1 | 0 | [12 empty] | 21/2/2022 | 2 - Normal | 2 - Medium | 1 - Excellent |  | 3 - Normal
Bega Ambulance Station | Bega Ambulance Station | Ground | 16 |  |  | Smoke Detector | 1 | 0 | [12 empty] | 21/2/2022 | 2 - Normal | 2 - Medium | 1 - Excellent |  | 3 - Normal
Bega Ambulance Station | Bega Ambulance Station | Ground | 16 |  |  | EKA controller box | 1 | 0 | [12 empty] | 21/2/2022 | 2 - Normal | 2 - Medium | 1 - Excellent |  | 3 - Normal
Bega Ambulance Station | Bega Ambulance Station | Ground | 16 | In cupboard | BEG - 0010 | Safe | 1 | BEG - 0010 |  | Guardall | [10 empty] | 21/2/2022 | 2 - Normal | 2 - Medium | 1 - Excellent |  | 3 - Normal
Bega Ambulance Station | Bega Ambulance Station | Ground | 17 | Outside medical store | BEG - 0011 | Fire Blanket | 1 | BEG - 0011 | [12 empty] | 21/2/2022 | 2 - Normal | 2 - Medium | 1 - Excellent |  | 3 - Normal
Bega Ambulance Station | Bega Ambulance Station | Ground | 17 | Outside medical store | BEG - 0012 | Fire Extinguisher (C02) | 1 | BEG - 0012 | [12 empty] | 21/2/2022 | 2 - Normal | 2 - Medium | 1 - Excellent |  | 3 - Normal
Bega Ambulance Station | Bega Ambulance Station | Ground | 17 | Outside kitchen |  | Wallmount Battery Charger | 1 | 0 |  | Durst |  | BCSW - 1225 BS | [8 empty] | 21/2/2022 | 2 - Normal | 2 - Medium | 1 - Excellent |  | 3 - Normal
Bega Ambulance Station | Bega Ambulance Station | Ground | 17 | Outside kitchen |  | Vehicle Battery Charger | 1 | 0 |  | Durst |  | BCS-1225C | A90814129 | [7 empty] | 21/2/2022 | 2 - Normal | 2 - Medium | 1 - Excellent |  | 3 - Normal
Bega Ambulance Station | Bega Ambulance Station | Ground | 17 | Next to back roller door | BEG - 0013 | Fire Hose Reel | 1 | BEG - 0013 |  | Bulbeck Fire Industries |  | 36m | [8 empty] | 21/2/2022 | 2 - Normal | 2 - Medium | 1 - Excellent |  | 3 - Normal
Bega Ambulance Station | Bega Ambulance Station | Ground | 17 | Next to back roller door |  | Emergency Exit Light (Green) | 1 | 0 |  | Clevertronics |  | Swingblade | [8 empty] | 21/2/2022 | 2 - Normal | 2 - Medium | 1 - Excellent |  | 3 - Normal
Bega Ambulance Station | Bega Ambulance Station | Ground | 17 |  |  | Thermal Heat Detector | 6 | 0 | [12 empty] | 21/2/2022 | 2 - Normal | 2 - Medium | 1 - Excellent |  | 3 - Normal
Bega Ambulance Station | Bega Ambulance Station | Ground | 17 |  |  | Thermal Heat Detector | 6 | 0 | [12 empty] | 21/2/2022 | 2 - Normal | 2 - Medium | 1 - Excellent |  | 3 - Normal
Bega Ambulance Station | Bega Ambulance Station | Ground | 17 |  |  | Thermal Heat Detector | 6 | 0 | [12 empty] | 21/2/2022 | 2 - Normal | 2 - Medium | 1 - Excellent |  | 3 - Normal
Bega Ambulance Station | Bega Ambulance Station | Ground | 17 |  |  | Thermal Heat Detector | 6 | 0 | [12 empty] | 21/2/2022 | 2 - Normal | 2 - Medium | 1 - Excellent |  | 3 - Normal
Bega Ambulance Station | Bega Ambulance Station | Ground | 17 |  |  | Thermal Heat Detector | 6 | 0 | [12 empty] | 21/2/2022 | 2 - Normal | 2 - Medium | 1 - Excellent |  | 3 - Normal
Bega Ambulance Station | Bega Ambulance Station | Ground | 17 |  |  | Thermal Heat Detector | 6 | 0 | [12 empty] | 21/2/2022 | 2 - Normal | 2 - Medium | 1 - Excellent |  | 3 - Normal
Bega Ambulance Station | Bega Ambulance Station | Ground | 17 |  | BEG - 0014 | Pressure Cleaner | 1 | BEG - 0014 |  | Nilfisk Alto |  | Alpha Booster 5 | [8 empty] | 21/2/2022 | 2 - Normal | 2 - Medium | 1 - Excellent |  | 3 - Normal
Bega Ambulance Station | Bega Ambulance Station | Ground | 17 |  | BEG - 0015 | Stainless Steel Commercial Sink | 1 | BEG - 0015 | [12 empty] | 21/2/2022 | 2 - Normal | 2 - Medium | 1 - Excellent |  | 3 - Normal
Bega Ambulance Station | Bega Ambulance Station | Ground | 17 | Under sink | BEG - 0016 | Hot Water Heater | 1 | BEG - 0016 |  | Rheem | 18/3/2014 | 111025R7 | 5348114 | [7 empty] | 21/2/2022 | 2 - Normal | 2 - Medium | 1 - Excellent |  | 3 - Normal
Bega Ambulance Station | Bega Ambulance Station | Ground | 17 | Back wall | BEG - 0017 | Oil Separator Tank | 1 | BEG - 0017 |  |  | 6/11/2006 | KCPS-1500 | 8527-3 | 300 | [6 empty] | 21/2/2022 | 2 - Normal | 2 - Medium | 1 - Excellent |  | 3 - Normal
Bega Ambulance Station | Bega Ambulance Station | Ground | 17 |  | BEG - 0018 | Diaphragm Pump | 1 | BEG - 0018 |  |  | 6/11/2006 | KDS 25-150 | 8528-2 | [7 empty] | 21/2/2022 | 2 - Normal | 2 - Medium | 1 - Excellent |  | 3 - Normal
Bega Ambulance Station | Bega Ambulance Station | Ground | 17 |  | BEG - 0019 | Oil Seperator Induction Motor | 1 | BEG - 0019 |  | CMG |  | MTC 71B-4 | 1311056 | [7 empty] | 21/2/2022 | 2 - Normal | 2 - Medium | 1 - Excellent |  | 3 - Normal
Bega Ambulance Station | Bega Ambulance Station | Ground | 17 | Back wall |  | Wallmount Battery Charger | 1 | 0 |  | Durst |  | BCSW - 1245 B | 126063 | [7 empty] | 22/2/2022 | 2 - Normal | 2 - Medium | 1 - Excellent |  | 3 - Normal
Bega Ambulance Station | Bega Ambulance Station | Ground | 17 |  |  | Vehicle Battery Charger | 1 | 0 |  | Durst |  | BCSW-1245 | A90821060 | [7 empty] | 22/2/2022 | 2 - Normal | 2 - Medium | 1 - Excellent |  | 3 - Normal
Bega Ambulance Station | Bega Ambulance Station | Ground | 17 |  | BEG - 0020 | Air Compressor | 1 | BEG - 0020 |  | Turbo Air llc | [10 empty] | 22/2/2022 | 2 - Normal | 2 - Medium | 1 - Excellent |  | 3 - Normal
Bega Ambulance Station | Bega Ambulance Station | Ground | 17 | Back wall | BEG - 0021 | Solar Inverter | 1 | BEG - 0021 |  | SMA Solar Technology | 31/3/2014 | Sunny Tripower STP 1000TL-10 | 2110592863 | [7 empty] | 22/2/2022 | 2 - Normal | 2 - Medium | 1 - Excellent |  | 3 - Normal
Bega Ambulance Station | Bega Ambulance Station | Ground | 17 | Back wall |  | Wallmount Battery Charger | 1 | 0 |  | Durst |  | BCSW - 1225 BS | 121628 | [7 empty] | 22/2/2022 | 2 - Normal | 2 - Medium | 1 - Excellent |  | 3 - Normal
Bega Ambulance Station | Bega Ambulance Station | Ground | 17 |  |  | Vehicle Battery Charger | 1 | 0 |  | Durst |  | BCS-1225C | A90814070 | [7 empty] | 22/2/2022 | 2 - Normal | 2 - Medium | 1 - Excellent |  | 3 - Normal
Bega Ambulance Station | Bega Ambulance Station | Ground | 17 |  | BEG - 0022 | Mechanical Services Control Panel | 1 | BEG - 0022 | [12 empty] | 22/2/2022 | 2 - Normal | 2 - Medium | 1 - Excellent |  | 3 - Normal
Bega Ambulance Station | Bega Ambulance Station | Ground | 17 |  | BEG - 0023 | Vehicle Hoist | 1 | BEG - 0023 |  | HESHBON |  | HL - 27M 2 post heavy gate model | 27M13K02 | 6,000 | [6 empty] | 22/2/2022 | 2 - Normal | 2 - Medium | 1 - Excellent |  | 3 - Normal
Bega Ambulance Station | Bega Ambulance Station | Ground | 17 | Front building | BEG - 0024 | Automatic Bi-fold Door | 1 | BEG - 0024 | [6 empty] | 3.8 | 7 |  |  |  |  | 22/2/2022 | 2 - Normal | 2 - Medium | 1 - Excellent |  | 3 - Normal
Bega Ambulance Station | Bega Ambulance Station | Ground | 17 | Exit door front of building |  | Emergency Exit Light (Green) | 1 | 0 |  | Clevertronics |  | Swingblade | [8 empty] | 22/2/2022 | 2 - Normal | 2 - Medium | 1 - Excellent |  | 3 - Normal
Bega Ambulance Station | Bega Ambulance Station | Ground | 17 | Outside shared office space 001 | BEG - 0025 | Fire Extinguisher (C02) | 1 | BEG - 0025 | [12 empty] | 22/2/2022 | 2 - Normal | 2 - Medium | 1 - Excellent |  | 3 - Normal
Bega Ambulance Station | Bega Ambulance Station | Ground | 17 | Outside shared office space 001 | BEG - 0026 | Fire Blanket | 1 | BEG - 0026 | [12 empty] | 22/2/2022 | 2 - Normal | 2 - Medium | 1 - Excellent |  | 3 - Normal
Bega Ambulance Station | Bega Ambulance Station | Ground | 17 |  |  | Wallmount Battery Charger | 1 | 0 |  | Durst |  | BCSW - 1225 BS | 121631 | [7 empty] | 22/2/2022 | 2 - Normal | 2 - Medium | 1 - Excellent |  | 3 - Normal
Bega Ambulance Station | Bega Ambulance Station | Ground | 17 |  |  | Vehicle Battery Charger | 1 | 0 |  | Durst |  | BCS-1225C | [8 empty] | 22/2/2022 | 2 - Normal | 2 - Medium | 1 - Excellent |  | 3 - Normal
Bega Ambulance Station | Bega Ambulance Station | Ground | 17 |  |  | Wallmount Battery Charger | 1 | 0 |  | Durst |  | BCSW - 1225 BS | [8 empty] | 22/2/2022 | 2 - Normal | 2 - Medium | 1 - Excellent |  | 3 - Normal
Bega Ambulance Station | Bega Ambulance Station | Ground | 17 |  |  | Vehicle Battery Charger | 1 | 0 |  | BCS-1225C | [10 empty] | 22/2/2022 | 2 - Normal | 2 - Medium | 1 - Excellent |  | 3 - Normal
Bega Ambulance Station | Bega Ambulance Station | Ground | 17 |  | BEG - 0027 | Automatic Roller Door | 1 | BEG - 0027 |  | Thompson’s roller doors and shutters |  |  |  |  | 4.1 | 7 |  |  |  |  | 22/2/2022 | 2 - Normal | 2 - Medium | 1 - Excellent |  | 3 - Normal
Bega Ambulance Station | Bega Ambulance Station | Ground | 17 |  |  | Automatic Roller Door Motor | 1 | 0 |  | Grifco | [10 empty] | 22/2/2022 | 2 - Normal | 2 - Medium | 1 - Excellent |  | 3 - Normal
Bega Ambulance Station | Bega Ambulance Station | Ground | 17 |  |  | Automatic BiFold Door Motor | 1 | 0 | [12 empty] | 22/2/2022 | 2 - Normal | 2 - Medium | 1 - Excellent |  | 3 - Normal
Bega Ambulance Station | Bega Ambulance Station | Ground | 18 |  |  | Smoke Detector | 1 | 0 | [12 empty] | 22/2/2022 | 2 - Normal | 2 - Medium | 1 - Excellent |  | 3 - Normal
Bega Ambulance Station | Bega Ambulance Station | Ground | 19 |  |  | Thermal Heat Detector | 1 | 0 | [12 empty] | 22/2/2022 | 2 - Normal | 2 - Medium | 1 - Excellent |  | 3 - Normal
Bega Ambulance Station | Bega Ambulance Station | Ground | 19 |  | BEG - 0028 | TMV | 1 | BEG - 0028 |  | Enware |  | Aquablend 1500 | [8 empty] | 22/2/2022 | 2 - Normal | 2 - Medium | 1 - Excellent |  | 3 - Normal
Bega Ambulance Station | Bega Ambulance Station | Ground | 20 |  | BEG - 0029 | Main Switchboard | 1 | BEG - 0029 |  | Emu Energy | 1/7/2014 | 13406 | [8 empty] | 22/2/2022 | 2 - Normal | 2 - Medium | 1 - Excellent |  | 3 - Normal
Bega Ambulance Station | Bega Ambulance Station | Ground | 20 |  |  | RCBO | 30 | 0 |  | NHP |  | DSRCBH2030A DIN-safe 20A | [5 empty] | BEG - 0029 |  |  | 22/2/2022 | 2 - Normal | 2 - Medium | 1 - Excellent |  | 3 - Normal
Bega Ambulance Station | Bega Ambulance Station | Ground | 20 |  |  | RCBO | 30 | 0 |  | NHP |  | DSRCBH2030A DIN-safe 20A | [5 empty] | BEG - 0029 |  |  | 22/2/2022 | 2 - Normal | 2 - Medium | 1 - Excellent |  | 3 - Normal
Bega Ambulance Station | Bega Ambulance Station | Ground | 20 |  |  | RCBO | 30 | 0 |  | NHP |  | DSRCBH2030A DIN-safe 20A | [5 empty] | BEG - 0029 |  |  | 22/2/2022 | 2 - Normal | 2 - Medium | 1 - Excellent |  | 3 - Normal
Bega Ambulance Station | Bega Ambulance Station | Ground | 20 |  |  | RCBO | 30 | 0 |  | NHP |  | DSRCBH2030A DIN-safe 20A | [5 empty] | BEG - 0029 |  |  | 22/2/2022 | 2 - Normal | 2 - Medium | 1 - Excellent |  | 3 - Normal
Bega Ambulance Station | Bega Ambulance Station | Ground | 20 |  |  | RCBO | 30 | 0 |  | NHP |  | DSRCBH2030A DIN-safe 20A | [5 empty] | BEG - 0029 |  |  | 22/2/2022 | 2 - Normal | 2 - Medium | 1 - Excellent |  | 3 - Normal
Bega Ambulance Station | Bega Ambulance Station | Ground | 20 |  |  | RCBO | 30 | 0 |  | NHP |  | DSRCBH2030A DIN-safe 20A | [5 empty] | BEG - 0029 |  |  | 22/2/2022 | 2 - Normal | 2 - Medium | 1 - Excellent |  | 3 - Normal
Bega Ambulance Station | Bega Ambulance Station | Ground | 20 |  |  | RCBO | 30 | 0 |  | NHP |  | DSRCBH2030A DIN-safe 20A | [5 empty] | BEG - 0029 |  |  | 22/2/2022 | 2 - Normal | 2 - Medium | 1 - Excellent |  | 3 - Normal
Bega Ambulance Station | Bega Ambulance Station | Ground | 20 |  |  | RCBO | 30 | 0 |  | NHP |  | DSRCBH2030A DIN-safe 20A | [5 empty] | BEG - 0029 |  |  | 22/2/2022 | 2 - Normal | 2 - Medium | 1 - Excellent |  | 3 - Normal
Bega Ambulance Station | Bega Ambulance Station | Ground | 20 |  |  | RCBO | 30 | 0 |  | NHP |  | DSRCBH2030A DIN-safe 20A | [5 empty] | BEG - 0029 |  |  | 22/2/2022 | 2 - Normal | 2 - Medium | 1 - Excellent |  | 3 - Normal
Bega Ambulance Station | Bega Ambulance Station | Ground | 20 |  |  | RCBO | 30 | 0 |  | NHP |  | DSRCBH2030A DIN-safe 20A | [5 empty] | BEG - 0029 |  |  | 22/2/2022 | 2 - Normal | 2 - Medium | 1 - Excellent |  | 3 - Normal
Bega Ambulance Station | Bega Ambulance Station | Ground | 20 |  |  | RCBO | 30 | 0 |  | NHP |  | DSRCBH2030A DIN-safe 20A | [5 empty] | BEG - 0029 |  |  | 22/2/2022 | 2 - Normal | 2 - Medium | 1 - Excellent |  | 3 - Normal
Bega Ambulance Station | Bega Ambulance Station | Ground | 20 |  |  | RCBO | 30 | 0 |  | NHP |  | DSRCBH2030A DIN-safe 20A | [5 empty] | BEG - 0029 |  |  | 22/2/2022 | 2 - Normal | 2 - Medium | 1 - Excellent |  | 3 - Normal
Bega Ambulance Station | Bega Ambulance Station | Ground | 20 |  |  | RCBO | 30 | 0 |  | NHP |  | DSRCBH2030A DIN-safe 20A | [5 empty] | BEG - 0029 |  |  | 22/2/2022 | 2 - Normal | 2 - Medium | 1 - Excellent |  | 3 - Normal
Bega Ambulance Station | Bega Ambulance Station | Ground | 20 |  |  | RCBO | 30 | 0 |  | NHP |  | DSRCBH2030A DIN-safe 20A | [5 empty] | BEG - 0029 |  |  | 22/2/2022 | 2 - Normal | 2 - Medium | 1 - Excellent |  | 3 - Normal
Bega Ambulance Station | Bega Ambulance Station | Ground | 20 |  |  | RCBO | 30 | 0 |  | NHP |  | DSRCBH2030A DIN-safe 20A | [5 empty] | BEG - 0029 |  |  | 22/2/2022 | 2 - Normal | 2 - Medium | 1 - Excellent |  | 3 - Normal
Bega Ambulance Station | Bega Ambulance Station | Ground | 20 |  |  | RCBO | 30 | 0 |  | NHP |  | DSRCBH2030A DIN-safe 20A | [5 empty] | BEG - 0029 |  |  | 22/2/2022 | 2 - Normal | 2 - Medium | 1 - Excellent |  | 3 - Normal
Bega Ambulance Station | Bega Ambulance Station | Ground | 20 |  |  | RCBO | 30 | 0 |  | NHP |  | DSRCBH2030A DIN-safe 20A | [5 empty] | BEG - 0029 |  |  | 22/2/2022 | 2 - Normal | 2 - Medium | 1 - Excellent |  | 3 - Normal
Bega Ambulance Station | Bega Ambulance Station | Ground | 20 |  |  | RCBO | 30 | 0 |  | NHP |  | DSRCBH2030A DIN-safe 20A | [5 empty] | BEG - 0029 |  |  | 22/2/2022 | 2 - Normal | 2 - Medium | 1 - Excellent |  | 3 - Normal
Bega Ambulance Station | Bega Ambulance Station | Ground | 20 |  |  | RCBO | 30 | 0 |  | NHP |  | DSRCBH2030A DIN-safe 20A | [5 empty] | BEG - 0029 |  |  | 22/2/2022 | 2 - Normal | 2 - Medium | 1 - Excellent |  | 3 - Normal
Bega Ambulance Station | Bega Ambulance Station | Ground | 20 |  |  | RCBO | 30 | 0 |  | NHP |  | DSRCBH2030A DIN-safe 20A | [5 empty] | BEG - 0029 |  |  | 22/2/2022 | 2 - Normal | 2 - Medium | 1 - Excellent |  | 3 - Normal
Bega Ambulance Station | Bega Ambulance Station | Ground | 20 |  |  | RCBO | 30 | 0 |  | NHP |  | DSRCBH2030A DIN-safe 20A | [5 empty] | BEG - 0029 |  |  | 22/2/2022 | 2 - Normal | 2 - Medium | 1 - Excellent |  | 3 - Normal
Bega Ambulance Station | Bega Ambulance Station | Ground | 20 |  |  | RCBO | 30 | 0 |  | NHP |  | DSRCBH2030A DIN-safe 20A | [5 empty] | BEG - 0029 |  |  | 22/2/2022 | 2 - Normal | 2 - Medium | 1 - Excellent |  | 3 - Normal
Bega Ambulance Station | Bega Ambulance Station | Ground | 20 |  |  | RCBO | 30 | 0 |  | NHP |  | DSRCBH2030A DIN-safe 20A | [5 empty] | BEG - 0029 |  |  | 22/2/2022 | 2 - Normal | 2 - Medium | 1 - Excellent |  | 3 - Normal
Bega Ambulance Station | Bega Ambulance Station | Ground | 20 |  |  | RCBO | 30 | 0 |  | NHP |  | DSRCBH2030A DIN-safe 20A | [5 empty] | BEG - 0029 |  |  | 22/2/2022 | 2 - Normal | 2 - Medium | 1 - Excellent |  | 3 - Normal
Bega Ambulance Station | Bega Ambulance Station | Ground | 20 |  |  | RCBO | 30 | 0 |  | NHP |  | DSRCBH2030A DIN-safe 20A | [5 empty] | BEG - 0029 |  |  | 22/2/2022 | 2 - Normal | 2 - Medium | 1 - Excellent |  | 3 - Normal
Bega Ambulance Station | Bega Ambulance Station | Ground | 20 |  |  | RCBO | 30 | 0 |  | NHP |  | DSRCBH2030A DIN-safe 20A | [5 empty] | BEG - 0029 |  |  | 22/2/2022 | 2 - Normal | 2 - Medium | 1 - Excellent |  | 3 - Normal
Bega Ambulance Station | Bega Ambulance Station | Ground | 20 |  |  | RCBO | 30 | 0 |  | NHP |  | DSRCBH2030A DIN-safe 20A | [5 empty] | BEG - 0029 |  |  | 22/2/2022 | 2 - Normal | 2 - Medium | 1 - Excellent |  | 3 - Normal
Bega Ambulance Station | Bega Ambulance Station | Ground | 20 |  |  | RCBO | 30 | 0 |  | NHP |  | DSRCBH2030A DIN-safe 20A | [5 empty] | BEG - 0029 |  |  | 22/2/2022 | 2 - Normal | 2 - Medium | 1 - Excellent |  | 3 - Normal
Bega Ambulance Station | Bega Ambulance Station | Ground | 20 |  |  | RCBO | 30 | 0 |  | NHP |  | DSRCBH2030A DIN-safe 20A | [5 empty] | BEG - 0029 |  |  | 22/2/2022 | 2 - Normal | 2 - Medium | 1 - Excellent |  | 3 - Normal
Bega Ambulance Station | Bega Ambulance Station | Ground | 20 |  |  | RCBO | 30 | 0 |  | NHP |  | DSRCBH2030A DIN-safe 20A | [5 empty] | BEG - 0029 |  |  | 22/2/2022 | 2 - Normal | 2 - Medium | 1 - Excellent |  | 3 - Normal
Bega Ambulance Station | Bega Ambulance Station | Ground | 20 |  |  | RCBO | 1 | 0 |  | NHP |  | M6RCBS2030C MOD6 C20 | [5 empty] | BEG - 0029 |  |  | 22/2/2022 | 2 - Normal | 2 - Medium | 1 - Excellent |  | 3 - Normal
Bega Ambulance Station | Bega Ambulance Station | Ground | 21 | State to carpark | BEG - 0030 | Automatic Gate | 1 | BEG - 0030 | [7 empty] | 6.1 |  |  |  |  | 22/2/2022 | 2 - Normal | 2 - Medium | 1 - Excellent |  | 3 - Normal
Bega Ambulance Station | Bega Ambulance Station | Ground | 21 | Front car park |  | Dual Hydrant Riser | 1 | 0 | [12 empty] | 22/2/2022 | 2 - Normal | 2 - Medium | 1 - Excellent |  | 3 - Normal
Bega Ambulance Station | Bega Ambulance Station | Ground | 21 | Behind station | BEG - 0031 | Rain water tank | 1 | BEG - 0031 |  | Nylex |  |  |  | 5,000 | [6 empty] | 22/2/2022 | 2 - Normal | 2 - Medium | 1 - Excellent |  | 3 - Normal
Bega Ambulance Station | Bega Ambulance Station | Ground | 21 |  | BEG - 0032 | Rain water tank | 1 | BEG - 0032 |  | Nylex |  |  |  | 5,000 | [6 empty] | 22/2/2022 | 2 - Normal | 2 - Medium | 1 - Excellent |  | 3 - Normal
Bega Ambulance Station | Bega Ambulance Station | Ground | 21 | Connected to rain water tank | BEG - 0033 | Automatic Pump Controller | 1 | BEG - 0033 |  | Southern cross |  | PC15 | [8 empty] | 22/2/2022 | 2 - Normal | 2 - Medium | 1 - Excellent |  | 3 - Normal
Bega Ambulance Station | Bega Ambulance Station | Ground | 21 | Behind rain water tank | BEG - 0034 | Dual Pump Controller | 1 | BEG - 0034 |  | QMAX | [10 empty] | 22/2/2022 | 2 - Normal | 2 - Medium | 1 - Excellent |  | 3 - Normal
Bega Ambulance Station | Bega Ambulance Station | Ground | 21 | Side building |  | Roof Anchor Points | 15 | 0 | [12 empty] | 22/2/2022 | 2 - Normal | 2 - Medium | 1 - Excellent |  | 3 - Normal
Bega Ambulance Station | Bega Ambulance Station | Ground | 21 | Side building |  | Roof Anchor Points | 15 | 0 | [12 empty] | 22/2/2022 | 2 - Normal | 2 - Medium | 1 - Excellent |  | 3 - Normal
Bega Ambulance Station | Bega Ambulance Station | Ground | 21 | Side building |  | Roof Anchor Points | 15 | 0 | [12 empty] | 22/2/2022 | 2 - Normal | 2 - Medium | 1 - Excellent |  | 3 - Normal
Bega Ambulance Station | Bega Ambulance Station | Ground | 21 | Side building |  | Roof Anchor Points | 15 | 0 | [12 empty] | 22/2/2022 | 2 - Normal | 2 - Medium | 1 - Excellent |  | 3 - Normal
Bega Ambulance Station | Bega Ambulance Station | Ground | 21 | Side building |  | Roof Anchor Points | 15 | 0 | [12 empty] | 22/2/2022 | 2 - Normal | 2 - Medium | 1 - Excellent |  | 3 - Normal
Bega Ambulance Station | Bega Ambulance Station | Ground | 21 | Side building |  | Roof Anchor Points | 15 | 0 | [12 empty] | 22/2/2022 | 2 - Normal | 2 - Medium | 1 - Excellent |  | 3 - Normal
Bega Ambulance Station | Bega Ambulance Station | Ground | 21 | Side building |  | Roof Anchor Points | 15 | 0 | [12 empty] | 22/2/2022 | 2 - Normal | 2 - Medium | 1 - Excellent |  | 3 - Normal
Bega Ambulance Station | Bega Ambulance Station | Ground | 21 | Side building |  | Roof Anchor Points | 15 | 0 | [12 empty] | 22/2/2022 | 2 - Normal | 2 - Medium | 1 - Excellent |  | 3 - Normal
Bega Ambulance Station | Bega Ambulance Station | Ground | 21 | Side building |  | Roof Anchor Points | 15 | 0 | [12 empty] | 22/2/2022 | 2 - Normal | 2 - Medium | 1 - Excellent |  | 3 - Normal
Bega Ambulance Station | Bega Ambulance Station | Ground | 21 | Side building |  | Roof Anchor Points | 15 | 0 | [12 empty] | 22/2/2022 | 2 - Normal | 2 - Medium | 1 - Excellent |  | 3 - Normal
Bega Ambulance Station | Bega Ambulance Station | Ground | 21 | Side building |  | Roof Anchor Points | 15 | 0 | [12 empty] | 22/2/2022 | 2 - Normal | 2 - Medium | 1 - Excellent |  | 3 - Normal
Bega Ambulance Station | Bega Ambulance Station | Ground | 21 | Side building |  | Roof Anchor Points | 15 | 0 | [12 empty] | 22/2/2022 | 2 - Normal | 2 - Medium | 1 - Excellent |  | 3 - Normal
Bega Ambulance Station | Bega Ambulance Station | Ground | 21 | Side building |  | Roof Anchor Points | 15 | 0 | [12 empty] | 22/2/2022 | 2 - Normal | 2 - Medium | 1 - Excellent |  | 3 - Normal
Bega Ambulance Station | Bega Ambulance Station | Ground | 21 | Side building |  | Roof Anchor Points | 15 | 0 | [12 empty] | 22/2/2022 | 2 - Normal | 2 - Medium | 1 - Excellent |  | 3 - Normal
Bega Ambulance Station | Bega Ambulance Station | Ground | 21 | Side building |  | Roof Anchor Points | 15 | 0 | [12 empty] | 22/2/2022 | 2 - Normal | 2 - Medium | 1 - Excellent |  | 3 - Normal
Bega Ambulance Station | Bega Ambulance Station | Ground | 21 | Side building | BEG - 0035 | Hot Water Heater | 1 | BEG - 0035 |  | Vulcan | 31/3/2014 | 66131508 | 5357140 | 315 | [6 empty] | 22/2/2022 | 2 - Normal | 2 - Medium | 1 - Excellent |  | 3 - Normal
Bega Ambulance Station | Bega Ambulance Station | Ground | 21 |  | BEG - 0036 | Hot Water Heater | 1 | BEG - 0036 |  | Rheem | 24/3/2014 | 51132507 | 5351928 | 325 | [6 empty] | 22/2/2022 | 2 - Normal | 2 - Medium | 1 - Excellent |  | 3 - Normal
Bega Ambulance Station | Bega Ambulance Station | Ground | 21 | Side building | BEG - 0037 | A/C Unit Split (Outdoor) | 1 | BEG - 0037 |  | Mitsubishi Electric |  | MUZ-GE50VAD | 4000622 T | [7 empty] | 22/2/2022 | 2 - Normal | 2 - Medium | 1 - Excellent |  | 3 - Normal
Bega Ambulance Station | Bega Ambulance Station | Ground | 21 | Side building | BEG - 0038 | A/C Air Package Unit | 1 | BEG - 0038 |  | Mitsubishi Electric | 1/6/2013 | PURY-P250YJM-A | 36W05453 | [7 empty] | 22/2/2022 | 2 - Normal | 2 - Medium | 1 - Excellent |  | 3 - Normal
Merimbula Ambulance Station | Merimbula Ambulance Station | Ground | 2 |  |  | Smoke Detector | 1 | 0 | [12 empty] | 22/2/2022 | 2 - Normal | 2 - Medium | 1 - Excellent |  | 3 - Normal
Merimbula Ambulance Station | Merimbula Ambulance Station | Ground | 2 |  | MER - 0001 | Fie Extinguisher (Powder) | 1 | MER - 0001 | [12 empty] | 22/2/2022 | 2 - Normal | 2 - Medium | 1 - Excellent |  | 3 - Normal
Merimbula Ambulance Station | Merimbula Ambulance Station | Ground | 4 |  | MER - 0002 | Safe | 1 | MER - 0002 | [12 empty] | 22/2/2022 | 2 - Normal | 2 - Medium | 1 - Excellent |  | 3 - Normal
Merimbula Ambulance Station | Merimbula Ambulance Station | Ground | 4 |  | MER - 0003 | A/C Unit Split (Indoor) | 1 | MER - 0003 |  | DAIKIN |  | CTXM35RVMA | E004149 | [7 empty] | 22/2/2022 | 2 - Normal | 2 - Medium | 1 - Excellent |  | 3 - Normal
Merimbula Ambulance Station | Merimbula Ambulance Station | Ground | 4 |  | MER - 0004 | Electric Heater | 1 | MER - 0004 |  | IXL | [10 empty] | 22/2/2022 | 2 - Normal | 2 - Medium | 1 - Excellent |  | 3 - Normal
Merimbula Ambulance Station | Merimbula Ambulance Station | Ground | 5 |  | MER - 0005 | A/C Unit Split (Indoor) | 1 | MER - 0005 |  | Hitachi |  | RAS-35YHA6 | 15273 | [7 empty] | 22/2/2022 | 2 - Normal | 2 - Medium | 1 - Excellent |  | 3 - Normal
Merimbula Ambulance Station | Merimbula Ambulance Station | Ground | 6 |  | MER - 0006 | A/C Unit Split (Indoor) | 1 | MER - 0006 |  | Daikin |  | FTXM25UVMA | E003473 | [7 empty] | 22/2/2022 | 2 - Normal | 2 - Medium | 1 - Excellent |  | 3 - Normal
Merimbula Ambulance Station | Merimbula Ambulance Station | Ground | 7 |  |  | Wallmount Battery Charger | 1 | 0 |  | Durst |  | BCSW - 1245 B | 125675 | [7 empty] | 22/2/2022 | 2 - Normal | 2 - Medium | 1 - Excellent |  | 3 - Normal
Merimbula Ambulance Station | Merimbula Ambulance Station | Ground | 7 |  |  | Vehicle Battery Charger | 1 | 0 |  | Durst |  | BCS-1245C | A90121006 | [7 empty] | 22/2/2022 | 2 - Normal | 2 - Medium | 1 - Excellent |  | 3 - Normal
Merimbula Ambulance Station | Merimbula Ambulance Station | Ground | 7 | Front roller door | MER - 0007 | Automatic Roller Door | 1 | MER - 0007 |  | Aussie Industrial roller Shutters |  |  |  |  | 3.2 | 7.5 |  |  |  |  | 22/2/2022 | 2 - Normal | 2 - Medium | 2 |  | 3 - Normal
Merimbula Ambulance Station | Merimbula Ambulance Station | Ground | 7 |  | MER - 0008 | EKA controller box | 1 | MER - 0008 | [12 empty] | 22/2/2022 | 2 - Normal | 2 - Medium | 1 - Excellent |  | 3 - Normal
Merimbula Ambulance Station | Merimbula Ambulance Station | Ground | 7 |  |  | Wallmount Battery Charger | 1 | 0 |  | Durst |  | BCSW - 1225 BS | [8 empty] | 22/2/2022 | 2 - Normal | 2 - Medium | 1 - Excellent |  | 3 - Normal
Merimbula Ambulance Station | Merimbula Ambulance Station | Ground | 7 |  |  | Vehicle Battery Charger | 1 | 0 |  | Durst |  | BCS-1225C | A90413132 | [7 empty] | 22/2/2022 | 2 - Normal | 2 - Medium | 1 - Excellent |  | 3 - Normal
Merimbula Ambulance Station | Merimbula Ambulance Station | Ground | 7 |  | MER - 0009 | Fire Extinguisher (FOAM) | 1 | MER - 0009 | [12 empty] | 22/2/2022 | 2 - Normal | 2 - Medium | 1 - Excellent |  | 3 - Normal
Merimbula Ambulance Station | Merimbula Ambulance Station | Ground | 7 |  | MER - 0010 | Fie Extinguisher (Powder) | 1 | MER - 0010 | [12 empty] | 22/2/2022 | 2 - Normal | 2 - Medium | 1 - Excellent |  | 3 - Normal
Merimbula Ambulance Station | Merimbula Ambulance Station | Ground | 7 | Rear roller door | MER - 0011 | Automatic Roller Door | 1 | MER - 0011 |  | Aussie Industrial roller shutters |  |  |  |  | 3.2 | 7.5 |  |  |  |  | 22/2/2022 | 2 - Normal | 2 - Medium | 2 |  | 3 - Normal
Merimbula Ambulance Station | Merimbula Ambulance Station | Ground | 7 | Rear roller door |  | Automatic Roller Door Motor | 1 | 0 |  | Automatic Technology Australia |  | Axess pro 14522 | 8471 | [7 empty] | 22/2/2022 | 2 - Normal | 2 - Medium | 1 - Excellent |  | 3 - Normal
Merimbula Ambulance Station | Merimbula Ambulance Station | Ground | 7 | Front roller door |  | Automatic Roller Door Motor | 1 | 0 |  | Automatic Technology Australia |  | Axess pro 14522 | 8489 | [7 empty] | 22/2/2022 | 2 - Normal | 2 - Medium | 1 - Excellent |  | 3 - Normal
Merimbula Ambulance Station | Merimbula Ambulance Station | Ground | 9 |  | MER - 0012 | Hot Water Heater | 1 | MER - 0012 |  | Everhot | 19/1/2022 | 291250R7 | 7067232 | 250 | [6 empty] | 22/2/2022 | 2 - Normal | 2 - Medium | 1 - Excellent |  | 3 - Normal
Merimbula Ambulance Station | Merimbula Ambulance Station | Ground | 9 |  | MER - 0013 | Safe | 1 | MER - 0013 |  | Guardall | [10 empty] | 22/2/2022 | 2 - Normal | 2 - Medium | 1 - Excellent |  | 3 - Normal
Merimbula Ambulance Station | Merimbula Ambulance Station | Ground | 7 |  | MER - 0014 | Distribution Board | 1 | MER - 0014 |  | Email Westinghouse |  | QCC Panel Board | [8 empty] | 22/2/2022 | 2 - Normal | 2 - Medium | 1 - Excellent |  | 3 - Normal
Merimbula Ambulance Station | Merimbula Ambulance Station | Ground | 7 |  |  | RCD | 2 | 0 |  | Eaton |  | N20187 ELQ C20 | [5 empty] | MER - 0014 |  |  | 22/2/2022 | 2 - Normal | 2 - Medium | 1 - Excellent |  | 3 - Normal
Merimbula Ambulance Station | Merimbula Ambulance Station | Ground | 7 |  |  | RCD | 2 | 0 |  | Eaton |  | N20187 ELQ C20 | [5 empty] | MER - 0014 |  |  | 22/2/2022 | 2 - Normal | 2 - Medium | 1 - Excellent |  | 3 - Normal
Merimbula Ambulance Station | Merimbula Ambulance Station | Ground | 7 |  |  | RCD | 2 | 0 |  | Eaton |  | PKA6-16/IN/c/003 C16 | [5 empty] | MER - 0014 |  |  | 22/2/2022 | 2 - Normal | 2 - Medium | 1 - Excellent |  | 3 - Normal
Merimbula Ambulance Station | Merimbula Ambulance Station | Ground | 7 |  |  | RCD | 2 | 0 |  | Eaton |  | PKA6-16/IN/c/003 C16 | [5 empty] | MER - 0014 |  |  | 22/2/2022 | 2 - Normal | 2 - Medium | 1 - Excellent |  | 3 - Normal
Merimbula Ambulance Station | Merimbula Ambulance Station | Ground | 7 |  |  | RCD | 2 | 0 |  | Eaton |  | PKA6-20/IN/C/003 C20 | [5 empty] | MER - 0014 |  |  | 22/2/2022 | 2 - Normal | 2 - Medium | 1 - Excellent |  | 3 - Normal
Merimbula Ambulance Station | Merimbula Ambulance Station | Ground | 7 |  |  | RCD | 2 | 0 |  | Eaton |  | PKA6-20/IN/C/003 C20 | [5 empty] | MER - 0014 |  |  | 22/2/2022 | 2 - Normal | 2 - Medium | 1 - Excellent |  | 3 - Normal
Merimbula Ambulance Station | Merimbula Ambulance Station | Ground | 7 |  |  | RCD | 1 | 0 |  | CH |  | N28 / MDA1291 ELQ 20A | [5 empty] | MER - 0014 |  |  | 22/2/2022 | 2 - Normal | 2 - Medium | 1 - Excellent |  | 3 - Normal
Moruya Ambulance Station | Moruya Ambulance Station | Ground | 1 |  | MYA-0001 | Fire Extinguisher (Dry Chemical) | 1 | MYA-0001 | [12 empty] | 22/2/2022 | 2 - Normal | 2 - Medium | 1 - Excellent |  | 3 - Normal
Moruya Ambulance Station | Moruya Ambulance Station | Ground | 1 |  |  | Emergency Exit Light (Green) | 1 | 0 | [12 empty] | 22/2/2022 | 2 - Normal | 2 - Medium | 1 - Excellent |  | 3 - Normal
Moruya Ambulance Station | Moruya Ambulance Station | Ground | 1 |  |  | Emergency Exit Light (Green) | 1 | 0 |  | Pierlite |  | 24m | [8 empty] | 22/2/2022 | 2 - Normal | 2 - Medium | 1 - Excellent |  | 3 - Normal
Moruya Ambulance Station | Moruya Ambulance Station | Ground | 1 |  |  | Smoke Detector | 1 | 0 | [12 empty] | 22/2/2022 | 2 - Normal | 2 - Medium | 1 - Excellent |  | 3 - Normal
Moruya Ambulance Station | Moruya Ambulance Station | Ground | 2 |  | MYA-0002 | Fire Blanket | 1 | MYA-0002 | [12 empty] | 22/2/2022 | 2 - Normal | 2 - Medium | 1 - Excellent |  | 3 - Normal
Moruya Ambulance Station | Moruya Ambulance Station | Ground | 2 |  | MYA-0003 | Fie Extinguisher (Powder) | 1 | MYA-0003 | [12 empty] | 22/2/2022 | 2 - Normal | 2 - Medium | 1 - Excellent |  | 3 - Normal
Moruya Ambulance Station | Moruya Ambulance Station | Ground | 2 |  |  | Emergency Exit Light (Green) | 1 | 0 | [12 empty] | 22/2/2022 | 2 - Normal | 2 - Medium | 1 - Excellent |  | 3 - Normal
Merimbula Ambulance Station | Merimbula Ambulance Station | Ground | 12 | Wash bay | MER - 0015 | Pressure Cleaner | 1 | MER - 0015 |  | Stihl | 1/2/2021 | RE 130 Plus | S 24 201 897 | [7 empty] | 22/2/2022 | 2 - Normal | 2 - Medium | 1 - Excellent |  | 3 - Normal
Merimbula Ambulance Station | Merimbula Ambulance Station | Ground | 12 | Wash bay |  | Wallmount Battery Charger | 1 | 0 |  | Durst |  | BCSW - 1225 BS | [8 empty] | 22/2/2022 | 2 - Normal | 2 - Medium | 1 - Excellent |  | 3 - Normal
Moruya Ambulance Station | Moruya Ambulance Station | Ground | 2 |  | MYA-0004 | A/C Unit Split (Indoor) | 1 | MYA-0004 |  | Hitachi |  | RAS-80YHA4 | 17B3839645 | [7 empty] | 22/2/2022 | 2 - Normal | 2 - Medium | 1 - Excellent |  | 3 - Normal
Merimbula Ambulance Station | Merimbula Ambulance Station | Ground | 12 | Wash bay |  | Vehicle Battery Charger | 1 | 0 |  | Durst |  | BCS-1225C | A90610630 | [7 empty] | 22/2/2022 | 2 - Normal | 2 - Medium | 1 - Excellent |  | 3 - Normal
Moruya Ambulance Station | Moruya Ambulance Station | Ground | 2 |  |  | Smoke Detector | 1 | 0 | [12 empty] | 22/2/2022 | 2 - Normal | 2 - Medium | 1 - Excellent |  | 3 - Normal
Moruya Ambulance Station | Moruya Ambulance Station | Ground | 2 |  |  | Emergency Exit Light (Spitfire) | 1 | 0 | [12 empty] | 22/2/2022 | 2 - Normal | 2 - Medium | 1 - Excellent |  | 3 - Normal
Merimbula Ambulance Station | Merimbula Ambulance Station | Ground | 12 | Above ground floor entry | MER - 0016 | A/C Unit Split (Outdoor) | 1 | MER - 0016 |  | Daikin |  | RXM25UVMA | E001361 | [7 empty] | 22/2/2022 | 2 - Normal | 2 - Medium | 1 - Excellent |  | 3 - Normal
Moruya Ambulance Station | Moruya Ambulance Station | Ground | 3 |  |  | Emergency Exit Light (Green) | 1 | 0 | [12 empty] | 22/2/2022 | 2 - Normal | 2 - Medium | 1 - Excellent |  | 3 - Normal
Moruya Ambulance Station | Moruya Ambulance Station | Ground | 4 |  |  | Emergency Exit Light (Spitfire) | 1 | 0 | [12 empty] | 22/2/2022 | 2 - Normal | 2 - Medium | 1 - Excellent |  | 3 - Normal
Moruya Ambulance Station | Moruya Ambulance Station | Ground | 5 |  |  | Emergency Exit Light (Spitfire) | 1 | 0 | [12 empty] | 22/2/2022 | 2 - Normal | 2 - Medium | 1 - Excellent |  | 3 - Normal
Moruya Ambulance Station | Moruya Ambulance Station | Ground | 6 |  |  | Emergency Exit Light (Spitfire) | 1 | 0 | [12 empty] | 22/2/2022 | 2 - Normal | 2 - Medium | 1 - Excellent |  | 3 - Normal
Moruya Ambulance Station | Moruya Ambulance Station | Ground | 7 |  |  | Emergency Exit Light (Green) | 1 | 0 |  | Pierlite |  | 24m | [8 empty] | 22/2/2022 | 2 - Normal | 2 - Medium | 1 - Excellent |  | 3 - Normal
Moruya Ambulance Station | Moruya Ambulance Station | Ground | 7 |  | MYA-0005 | Safe | 1 | MYA-0005 | [12 empty] | 22/2/2022 | 2 - Normal | 2 - Medium | 1 - Excellent |  | 3 - Normal
Merimbula Ambulance Station | Merimbula Ambulance Station | Ground | 12 | Courtyard area front of building | MER - 0017 | A/C Unit Split (Outdoor) | 1 | MER - 0017 |  | Fujitsu |  | AOTR18LCL | E005935 | [7 empty] | 22/2/2022 | 2 - Normal | 2 - Medium | 1 - Excellent |  | 3 - Normal
Moruya Ambulance Station | Moruya Ambulance Station | Ground | 7 |  | MYA-0006 | Safe | 1 | MYA-0006 |  | Guardall | [10 empty] | 22/2/2022 | 2 - Normal | 2 - Medium | 1 - Excellent |  | 3 - Normal
Moruya Ambulance Station | Moruya Ambulance Station | Ground | 8 |  |  | Emergency Exit Light (Green) | 1 | 0 |  | Pierlite |  | 24m | [8 empty] | 22/2/2022 | 2 - Normal | 2 - Medium | 1 - Excellent |  | 3 - Normal
Merimbula Ambulance Station | Merimbula Ambulance Station | Ground | 12 | Next to entry roller door | MER - 0018 | A/C Unit Split (Outdoor) | 1 | MER - 0018 |  | Hitachi |  | RAC-35YHA6 | 17702 | [7 empty] | 22/2/2022 | 2 - Normal | 2 - Medium | 1 - Excellent |  | 3 - Normal
Moruya Ambulance Station | Moruya Ambulance Station | Ground | 10 |  | MYA-0007 | EKA controller box | 1 | MYA-0007 | [12 empty] | 22/2/2022 | 2 - Normal | 2 - Medium | 1 - Excellent |  | 3 - Normal
Merimbula Ambulance Station | Merimbula Ambulance Station | Ground | 12 | Next to entry roller door | MER - 0019 | A/C Unit Split (Outdoor) | 1 | MER - 0019 |  | Daikin |  | 4MXM80RVMA | E002692 | [7 empty] | 22/2/2022 | 2 - Normal | 2 - Medium | 1 - Excellent |  | 3 - Normal
Moruya Ambulance Station | Moruya Ambulance Station | Ground | 9 |  | MYA-0008 | Fie Extinguisher (Powder) | 1 | MYA-0008 | [12 empty] | 22/2/2022 | 2 - Normal | 2 - Medium | 1 - Excellent |  | 3 - Normal
Merimbula Ambulance Station | Merimbula Ambulance Station | Ground | 12 | Front driveway | MER - 0020 | Main Switchboard | 1 | MER - 0020 | [12 empty] | 22/2/2022 | 2 - Normal | 2 - Medium | 1 - Excellent |  | 3 - Normal
Moruya Ambulance Station | Moruya Ambulance Station | Ground | 9 |  |  | Emergency Exit Light (Green) | 1 | 0 | [12 empty] | 22/2/2022 | 2 - Normal | 2 - Medium | 1 - Excellent |  | 3 - Normal
Moruya Ambulance Station | Moruya Ambulance Station | Ground | 9 |  |  | Emergency Exit Light (Green) | 1 | 0 | [12 empty] | 22/2/2022 | 2 - Normal | 2 - Medium | 1 - Excellent |  | 3 - Normal
Merimbula Ambulance Station | Merimbula Ambulance Station | Level 1 | 1 |  |  | Emergency Exit Light (White) | 1 | 0 | [12 empty] | 22/2/2022 | 2 - Normal | 2 - Medium | 1 - Excellent |  | 3 - Normal
Merimbula Ambulance Station | Merimbula Ambulance Station | Level 1 | 1 |  |  | Smoke Detector | 1 | 0 | [12 empty] | 22/2/2022 | 2 - Normal | 2 - Medium | 1 - Excellent |  | 3 - Normal
Merimbula Ambulance Station | Merimbula Ambulance Station | Level 1 | 1 |  |  | Smoke Detector | 1 | 0 | [12 empty] | 22/2/2022 | 2 - Normal | 2 - Medium | 1 - Excellent |  | 3 - Normal
Moruya Ambulance Station | Moruya Ambulance Station | Ground | 9 |  | MYA-0009 | Automatic Roller Door Motor | 1 | MYA-0009 |  | Grifco | 1/9/2010 | MTH102K | 108740105 | [7 empty] | 22/2/2022 | 2 - Normal | 2 - Medium | 1 - Excellent |  | 3 - Normal
Merimbula Ambulance Station | Merimbula Ambulance Station | Level 1 | 2 |  | MER - 0021 | Fie Extinguisher (Powder) | 1 | MER - 0021 | [12 empty] | 22/2/2022 | 2 - Normal | 2 - Medium | 1 - Excellent |  | 3 - Normal
Merimbula Ambulance Station | Merimbula Ambulance Station | Level 1 | 2 |  |  | Smoke Detector | 1 | 0 | [12 empty] | 22/2/2022 | 2 - Normal | 2 - Medium | 1 - Excellent |  | 3 - Normal
Merimbula Ambulance Station | Merimbula Ambulance Station | Level 1 | 2 |  | MER - 0023 | Electric Heater | 1 | MER - 0023 |  | IXL | [10 empty] | 22/2/2022 | 2 - Normal | 2 - Medium | 1 - Excellent |  | 3 - Normal
Merimbula Ambulance Station | Merimbula Ambulance Station | Level 1 | 2 |  | MER - 0022 | A/C Unit Split (Indoor) | 1 | MER - 0022 |  | Daikin |  | CTXM50RVMA | E002626 | [7 empty] | 22/2/2022 | 2 - Normal | 2 - Medium | 1 - Excellent |  | 3 - Normal
Moruya Ambulance Station | Moruya Ambulance Station | Ground | 9 | Main road side | MYA-0010 | Automatic Roller Door | 1 | MYA-0010 | [12 empty] | 22/2/2022 | 2 - Normal | 2 - Medium | 1 - Excellent |  | 3 - Normal
Merimbula Ambulance Station | Merimbula Ambulance Station | Level 1 | 3 |  | MER - 0024 | Fire Blanket | 1 | MER - 0024 | [12 empty] | 22/2/2022 | 2 - Normal | 2 - Medium | 1 - Excellent |  | 3 - Normal
Moruya Ambulance Station | Moruya Ambulance Station | Ground | 9 |  | MYA-0011 | Automatic Roller Door Motor | 1 | MYA-0011 |  | Grifco | 1/9/2010 | MTH102K | 108740034 | [7 empty] | 22/2/2022 | 2 - Normal | 2 - Medium | 1 - Excellent |  | 3 - Normal
Merimbula Ambulance Station | Merimbula Ambulance Station | Level 1 | 11 |  | MER - 0025 | Fire Blanket | 1 | MER - 0025 | [12 empty] | 22/2/2022 | 2 - Normal | 2 - Medium | 1 - Excellent |  | 3 - Normal
Moruya Ambulance Station | Moruya Ambulance Station | Ground | 9 |  | MYA-0012 | Automatic Roller Door | 1 | MYA-0012 | [12 empty] | 22/2/2022 | 2 - Normal | 2 - Medium | 1 - Excellent |  | 3 - Normal
Merimbula Ambulance Station | Merimbula Ambulance Station | Level 1 |  |  | MER - 0026 | Fie Extinguisher (Powder) | 1 | MER - 0026 | [12 empty] | 22/2/2022 | 2 - Normal | 2 - Medium | 1 - Excellent |  | 3 - Normal
Merimbula Ambulance Station | Merimbula Ambulance Station | Level 1 | 11 |  | MER - 0027 | A/C Unit Split (Indoor) | 1 | MER - 0027 |  | Fujitsu |  | ASTA18LCC | E078793 | [7 empty] | 22/2/2022 | 2 - Normal | 2 - Medium | 1 - Excellent |  | 3 - Normal
Moruya Ambulance Station | Moruya Ambulance Station | Ground | 9 |  |  | Wallmount Battery Charger | 1 | 0 |  | Durst |  | BCSW - 1225C | 126333 | [7 empty] | 22/2/2022 | 2 - Normal | 2 - Medium | 1 - Excellent |  | 3 - Normal
Moruya Ambulance Station | Moruya Ambulance Station | Ground | 9 |  |  | Vehicle Battery Charger | 1 | 0 |  | Durst |  | BCS - 1225C | A90719093 | [7 empty] | 22/2/2022 | 2 - Normal | 2 - Medium | 1 - Excellent |  | 3 - Normal
Merimbula Ambulance Station | Merimbula Ambulance Station | Ground | 1 |  |  | Wallmount Battery Charger | 1 | 0 |  | Durst |  | BCSW - 1225 BS | [8 empty] | 22/2/2022 | 2 - Normal | 2 - Medium | 1 - Excellent |  | 3 - Normal
Merimbula Ambulance Station | Merimbula Ambulance Station | Ground | 1 |  |  | Vehicle Battery Charger | 1 | 0 |  | Durst |  | BCS-1225C | A91109241 | [7 empty] | 22/2/2022 | 2 - Normal | 2 - Medium | 1 - Excellent |  | 3 - Normal
Moruya Ambulance Station | Moruya Ambulance Station | Ground | 9 |  |  | Wallmount Battery Charger | 1 | 0 |  | Durst |  | BCSW - 1225 BS | [8 empty] | 22/2/2022 | 2 - Normal | 2 - Medium | 1 - Excellent |  | 3 - Normal
Moruya Ambulance Station | Moruya Ambulance Station | Ground | 9 |  |  | Vehicle Battery Charger | 1 | 0 |  | Durst |  | BCS - 1225C | A90413029 | [7 empty] | 22/2/2022 | 2 - Normal | 2 - Medium | 1 - Excellent |  | 3 - Normal
Moruya Ambulance Station | Moruya Ambulance Station | Ground | 11 |  | MYA-0013 | A/C Unit Split (Indoor) | 1 | MYA-0013 |  | Mitsubishi | 1/1/2020 | DXK12ZSA-W | 040113702CF | [7 empty] | 22/2/2022 | 2 - Normal | 2 - Medium | 1 - Excellent |  | 3 - Normal
Moruya Ambulance Station | Moruya Ambulance Station | Ground | 11 |  |  | Emergency Exit Light (Green) | 1 | 0 | [12 empty] | 22/2/2022 | 2 - Normal | 2 - Medium | 1 - Excellent |  | 3 - Normal
Eden Ambulance Station | Eden Ambulance Station | Ground | 1 |  | EDE-0001 | A/C Unit Split (Indoor) | 1 | EDE-0001 |  | Hitachi |  | RAS-50YHA4 | 1813853837 | [7 empty] | 23/2/2022 | 2 - Normal | 2 - Medium | 1 - Excellent |  | 3 - Normal
Eden Ambulance Station | Eden Ambulance Station | Ground | 1 |  |  | Emergency Exit Light (Spitfire) | 1 | 0 | [12 empty] | 23/2/2022 | 2 - Normal | 2 - Medium | 1 - Excellent |  | 3 - Normal
Eden Ambulance Station | Eden Ambulance Station | Ground | 1 |  |  | Emergency Exit Light (Green) | 1 | 0 |  | Legrand | [10 empty] | 23/2/2022 | 2 - Normal | 2 - Medium | 1 - Excellent |  | 3 - Normal
Eden Ambulance Station | Eden Ambulance Station | Ground | 2 |  |  | Emergency Exit Light (Green) | 1 | 0 |  | Legrand | [10 empty] | 23/2/2022 | 2 - Normal | 2 - Medium | 1 - Excellent |  | 3 - Normal
Eden Ambulance Station | Eden Ambulance Station | Ground | 2 |  | EDE-0002 | Fie Extinguisher (Powder) | 1 | EDE-0002 | [12 empty] | 23/2/2022 | 2 - Normal | 2 - Medium | 1 - Excellent |  | 3 - Normal
Eden Ambulance Station | Eden Ambulance Station | Ground | 2 |  | EDE-0003 | Fire Blanket | 1 | EDE-0003 | [12 empty] | 23/2/2022 | 2 - Normal | 2 - Medium | 1 - Excellent |  | 3 - Normal
Eden Ambulance Station | Eden Ambulance Station | Ground | 2 |  |  | Emergency Exit Light (Spitfire) | 1 | 0 | [12 empty] | 23/2/2022 | 2 - Normal | 2 - Medium | 1 - Excellent |  | 3 - Normal
Eden Ambulance Station | Eden Ambulance Station | Ground | 2 |  |  | Smoke Detector | 1 | 0 | [12 empty] | 23/2/2022 | 2 - Normal | 2 - Medium | 1 - Excellent |  | 3 - Normal
Eden Ambulance Station | Eden Ambulance Station | Ground | 3 |  |  | Emergency Exit Light (Green) | 1 | 0 |  | Legrand | [10 empty] | 23/2/2022 | 2 - Normal | 2 - Medium | 1 - Excellent |  | 3 - Normal
Eden Ambulance Station | Eden Ambulance Station | Ground | 3 |  |  | Emergency Exit Light (Spitfire) | 1 | 0 | [12 empty] | 23/2/2022 | 2 - Normal | 2 - Medium | 1 - Excellent |  | 3 - Normal
Eden Ambulance Station | Eden Ambulance Station | Ground | 3 |  |  | Smoke Detector | 1 | 0 | [12 empty] | 23/2/2022 | 2 - Normal | 2 - Medium | 1 - Excellent |  | 3 - Normal
Eden Ambulance Station | Eden Ambulance Station | Ground | 4 |  | EDE-0004 | A/C Unit Split (Indoor) | 1 | EDE-0004 |  | Mitsubishi | 1/1/2018 | SRK35ZSA-W | 840517421BE | [7 empty] | 23/2/2022 | 2 - Normal | 2 - Medium | 1 - Excellent |  | 3 - Normal
Eden Ambulance Station | Eden Ambulance Station | Ground | 5 |  | EDE-0005 | Fire Extinguisher (C02) | 1 | EDE-0005 | [12 empty] | 23/2/2022 | 2 - Normal | 2 - Medium | 1 - Excellent |  | 3 - Normal
Eden Ambulance Station | Eden Ambulance Station | Ground | 5 |  | EDE-0006 | EKA controller box | 1 | EDE-0006 | [12 empty] | 23/2/2022 | 2 - Normal | 2 - Medium | 1 - Excellent |  | 3 - Normal
Eden Ambulance Station | Eden Ambulance Station | Ground | 5 |  | EDE-0007 | A/C Unit Split (Indoor) | 1 | EDE-0007 |  | Mitsubishi |  | SRK35ZGA-S | 814004988 RE | [7 empty] | 23/2/2022 | 2 - Normal | 2 - Medium | 1 - Excellent |  | 3 - Normal
Eden Ambulance Station | Eden Ambulance Station | Ground | 5 |  | EDE-0008 | Safe | 1 | EDE-0008 |  | Bristol | [10 empty] | 23/2/2022 | 2 - Normal | 2 - Medium | 1 - Excellent |  | 3 - Normal
Eden Ambulance Station | Eden Ambulance Station | Ground | 5 |  | EDE-0009 | Safe | 1 | EDE-0009 |  | Guardall | [10 empty] | 23/2/2022 | 2 - Normal | 2 - Medium | 1 - Excellent |  | 3 - Normal
Eden Ambulance Station | Eden Ambulance Station | Ground | 6 |  | EDE-0010 | A/C Unit Split (Indoor) | 1 | EDE-0010 |  | Mitsubishi | 1/1/2015 | SRK-25ZMA-S | 538223831BE | [7 empty] | 23/2/2022 | 2 - Normal | 2 - Medium | 1 - Excellent |  | 3 - Normal
Eden Ambulance Station | Eden Ambulance Station | Ground | 9 |  |  | Emergency Exit Light (Spitfire) | 1 | 0 | [12 empty] | 23/2/2022 | 2 - Normal | 2 - Medium | 1 - Excellent |  | 3 - Normal
Eden Ambulance Station | Eden Ambulance Station | Ground | 10 |  |  | Emergency Exit Light (Spitfire) | 1 | 0 | [12 empty] | 23/2/2022 | 2 - Normal | 2 - Medium | 1 - Excellent |  | 3 - Normal
Eden Ambulance Station | Eden Ambulance Station | Ground | 10 |  |  | Emergency Exit Light (Green) | 1 | 0 |  | Legrand | [10 empty] | 23/2/2022 | 2 - Normal | 2 - Medium | 1 - Excellent |  | 3 - Normal
Eden Ambulance Station | Eden Ambulance Station | Ground | 11 | Above door to Plantroom |  | Emergency Exit Light (Green) | 1 | 0 |  | Legrand | [10 empty] | 23/2/2022 | 2 - Normal | 2 - Medium | 1 - Excellent |  | 3 - Normal
Eden Ambulance Station | Eden Ambulance Station | Ground | 11 | Above door to corridor |  | Emergency Exit Light (Green) | 1 | 0 |  | Legrand | [10 empty] | 23/2/2022 | 2 - Normal | 2 - Medium | 1 - Excellent |  | 3 - Normal
Eden Ambulance Station | Eden Ambulance Station | Ground | 11 |  |  | Emergency Exit Light (Spitfire) | 1 | 0 | [12 empty] | 23/2/2022 | 2 - Normal | 2 - Medium | 1 - Excellent |  | 3 - Normal
Eden Ambulance Station | Eden Ambulance Station | Ground | 11 |  |  | Smoke Detector | 1 | 0 | [12 empty] | 23/2/2022 | 2 - Normal | 2 - Medium | 1 - Excellent |  | 3 - Normal
Eden Ambulance Station | Eden Ambulance Station | Ground | 15 |  | EDE-0011 | Fire Extinguisher (Dry Chemical) | 1 | EDE-0011 | [12 empty] | 23/2/2022 | 2 - Normal | 2 - Medium | 1 - Excellent |  | 3 - Normal
Eden Ambulance Station | Eden Ambulance Station | Ground | 15 |  |  | Wallmount Battery Charger | 1 | 0 |  | Durst |  | BCSW - 1225 BS | [8 empty] | 23/2/2022 | 2 - Normal | 2 - Medium | 1 - Excellent |  | 3 - Normal
Eden Ambulance Station | Eden Ambulance Station | Ground | 15 |  |  | Vehicle Battery Charger | 1 | 0 |  | Durst |  | BCS-1225C | A91110149 | [7 empty] | 23/2/2022 | 2 - Normal | 2 - Medium | 1 - Excellent |  | 3 - Normal
Eden Ambulance Station | Eden Ambulance Station | Ground | 15 |  |  | Vehicle Battery Charger | 1 | 0 |  | Durst |  | BCS-1215B | A90800384 | [7 empty] | 23/2/2022 | 2 - Normal | 2 - Medium | 1 - Excellent |  | 3 - Normal
Eden Ambulance Station | Eden Ambulance Station | Ground | 15 |  | EDE-0012 | Fire Blanket | 1 | EDE-0012 | [12 empty] | 23/2/2022 | 2 - Normal | 2 - Medium | 1 - Excellent |  | 3 - Normal
Eden Ambulance Station | Eden Ambulance Station | Ground | 15 |  |  | Emergency Exit Light (Green) | 1 | 0 | [12 empty] | 23/2/2022 | 2 - Normal | 2 - Medium | 1 - Excellent |  | 3 - Normal
Eden Ambulance Station | Eden Ambulance Station | Ground | 15 |  |  | Smoke Detector | 1 | 0 | [12 empty] | 23/2/2022 | 2 - Normal | 2 - Medium | 1 - Excellent |  | 3 - Normal
Eden Ambulance Station | Eden Ambulance Station | Ground | 15 |  |  | Emergency Exit Light (Spitfire) | 1 | 0 | [12 empty] | 23/2/2022 | 2 - Normal | 2 - Medium | 1 - Excellent |  | 3 - Normal
Eden Ambulance Station | Eden Ambulance Station | Ground | 15 |  |  | Wallmount Battery Charger | 1 | 0 |  | Durst |  | BCSW - 1225 BS | [8 empty] | 23/2/2022 | 2 - Normal | 2 - Medium | 1 - Excellent |  | 3 - Normal
Eden Ambulance Station | Eden Ambulance Station | Ground | 15 |  |  | Vehicle Battery Charger | 1 | 0 |  | Durst |  | BCS-1225C | [8 empty] | 23/2/2022 | 2 - Normal | 2 - Medium | 1 - Excellent |  | 3 - Normal
Eden Ambulance Station | Eden Ambulance Station | Ground | 15 |  |  | Automatic Sectional Door Motor | 1 | 0 |  | Merlin | 13/1/2016 | MT100EVO TILTMASTER | 438 | [7 empty] | 23/2/2022 | 2 - Normal | 2 - Medium | 2 |  | 3 - Normal
Eden Ambulance Station | Eden Ambulance Station | Ground | 17 |  |  | Smoke Detector | 1 | 0 | [12 empty] | 23/2/2022 | 2 - Normal | 2 - Medium | 1 - Excellent |  | 3 - Normal
Eden Ambulance Station | Eden Ambulance Station | Ground | 17 | In cupboard | EDE-0013 | Safe | 1 | EDE-0013 | [12 empty] | 23/2/2022 | 2 - Normal | 2 - Medium | 1 - Excellent |  | 3 - Normal
Eden Ambulance Station | Eden Ambulance Station | Ground | 18 |  |  | Emergency Exit Light (Spitfire) | 1 | 0 | [12 empty] | 23/2/2022 | 2 - Normal | 2 - Medium | 1 - Excellent |  | 3 - Normal
Eden Ambulance Station | Eden Ambulance Station | Ground | 15 |  | EDE-0014 | Automatic Sectional Door | 1 | EDE-0014 | [6 empty] | 3 | 5.4 |  |  |  |  | 23/2/2022 | 2 - Normal | 2 - Medium | 1 - Excellent |  | 3 - Normal
Eden Ambulance Station | Eden Ambulance Station | Ground | 19 | Back of station | EDE-0015 | A/C Unit Split (Outdoor) | 1 | EDE-0015 |  | Mitsubishi | 1/1/2015 | SRC25ZMA-S | 582105124BE | [7 empty] | 23/2/2022 | 2 - Normal | 2 - Medium | 1 - Excellent |  | 3 - Normal
Eden Ambulance Station | Eden Ambulance Station | Ground | 19 |  | EDE-0016 | Hot Water Heater | 1 | EDE-0016 |  | Aquamax |  | E250S36 | 10628 | 250 | [6 empty] | 23/2/2022 | 2 - Normal | 2 - Medium | 3 - Fair |  | 3 - Normal
Eden Ambulance Station | Eden Ambulance Station | Ground | 19 | Side station | EDE-0017 | A/C Unit Split (Outdoor) | 1 | EDE-0017 |  | Mitsubishi |  | SRC35ZG-S | 833323177 RE | [7 empty] | 23/2/2022 | 2 - Normal | 2 - Medium | 1 - Excellent |  | 3 - Normal
Eden Ambulance Station | Eden Ambulance Station | Ground | 19 | Side station | EDE-0018 | A/C Unit Split (Outdoor) | 1 | EDE-0018 |  | Mitsubishi | 1/1/2018 | SRC35ZSA-W | 880416616BE | [7 empty] | 23/2/2022 | 2 - Normal | 2 - Medium | 1 - Excellent |  | 3 - Normal
Eden Ambulance Station | Eden Ambulance Station | Ground | 19 | Side station | EDE-0019 | A/C Unit Split (Outdoor) | 1 | EDE-0019 |  | Hitachi |  | RAC-50YHA4 | 17B2303339 | [7 empty] | 23/2/2022 | 2 - Normal | 2 - Medium | 1 - Excellent |  | 3 - Normal
Eden Ambulance Station | Eden Ambulance Station | Ground | 19 | Side station | EDE-0020 | Main Switchboard | 1 | EDE-0020 |  | Butler & Reardon | [10 empty] | 23/2/2022 | 2 - Normal | 2 - Medium | 1 - Excellent |  | 3 - Normal
Eden Ambulance Station | Eden Ambulance Station | Ground | 19 | Main switchboard |  | RCD | 5 | 0 |  | Hager |  | ADC316T C16 | [5 empty] | EDE-0020 |  |  | 23/2/2022 | 2 - Normal | 2 - Medium | 1 - Excellent |  | 3 - Normal
Eden Ambulance Station | Eden Ambulance Station | Ground | 19 | Main switchboard |  | RCD | 5 | 0 |  | Hager |  | ADC316T C16 | [5 empty] | EDE-0020 |  |  | 23/2/2022 | 2 - Normal | 2 - Medium | 1 - Excellent |  | 3 - Normal
Eden Ambulance Station | Eden Ambulance Station | Ground | 19 | Main switchboard |  | RCD | 5 | 0 |  | Hager |  | ADC316T C16 | [5 empty] | EDE-0020 |  |  | 23/2/2022 | 2 - Normal | 2 - Medium | 1 - Excellent |  | 3 - Normal
Eden Ambulance Station | Eden Ambulance Station | Ground | 19 | Main switchboard |  | RCD | 5 | 0 |  | Hager |  | ADC316T C16 | [5 empty] | EDE-0020 |  |  | 23/2/2022 | 2 - Normal | 2 - Medium | 1 - Excellent |  | 3 - Normal
Eden Ambulance Station | Eden Ambulance Station | Ground | 19 | Main switchboard |  | RCD | 5 | 0 |  | Hager |  | ADC316T C16 | [5 empty] | EDE-0020 |  |  | 23/2/2022 | 2 - Normal | 2 - Medium | 1 - Excellent |  | 3 - Normal
Eden Ambulance Station | Eden Ambulance Station | Ground | 19 | Main Switchboard |  | RCD | 1 | 0 |  | Hager |  | ADC332T C32 | [5 empty] | EDE-0020 |  |  | 23/2/2022 | 2 - Normal | 2 - Medium | 1 - Excellent |  | 3 - Normal
Eden Ambulance Station | Eden Ambulance Station | Ground | 19 | Main Switchboard |  | RCD | 2 | 0 |  | Hager |  | ADC310T C10 | [5 empty] | EDE-0020 |  |  | 23/2/2022 | 2 - Normal | 2 - Medium | 1 - Excellent |  | 3 - Normal
Eden Ambulance Station | Eden Ambulance Station | Ground | 19 | Main Switchboard |  | RCD | 2 | 0 |  | Hager |  | ADC310T C10 | [5 empty] | EDE-0020 |  |  | 23/2/2022 | 2 - Normal | 2 - Medium | 1 - Excellent |  | 3 - Normal
Eden Ambulance Station | Eden Ambulance Station | Ground | 19 | Main Switchboard |  | RCD | 5 | 0 |  | Hager |  | ADC320T C20 | [5 empty] | EDE-0020 |  |  | 23/2/2022 | 2 - Normal | 2 - Medium | 1 - Excellent |  | 3 - Normal
Eden Ambulance Station | Eden Ambulance Station | Ground | 19 | Main Switchboard |  | RCD | 5 | 0 |  | Hager |  | ADC320T C20 | [5 empty] | EDE-0020 |  |  | 23/2/2022 | 2 - Normal | 2 - Medium | 1 - Excellent |  | 3 - Normal
Eden Ambulance Station | Eden Ambulance Station | Ground | 19 | Main Switchboard |  | RCD | 5 | 0 |  | Hager |  | ADC320T C20 | [5 empty] | EDE-0020 |  |  | 23/2/2022 | 2 - Normal | 2 - Medium | 1 - Excellent |  | 3 - Normal
Eden Ambulance Station | Eden Ambulance Station | Ground | 19 | Main Switchboard |  | RCD | 5 | 0 |  | Hager |  | ADC320T C20 | [5 empty] | EDE-0020 |  |  | 23/2/2022 | 2 - Normal | 2 - Medium | 1 - Excellent |  | 3 - Normal
Eden Ambulance Station | Eden Ambulance Station | Ground | 19 | Main Switchboard |  | RCD | 5 | 0 |  | Hager |  | ADC320T C20 | [5 empty] | EDE-0020 |  |  | 23/2/2022 | 2 - Normal | 2 - Medium | 1 - Excellent |  | 3 - Normal
Moruya Ambulance Station | Moruya Ambulance Station | Ground | 12 |  | MYA-0014 | A/C Unit Split (Indoor) | 1 | MYA-0014 |  | Mitsubishi | 1/1/2020 | DXK12ZSA-W | 040110027CF | [7 empty] | 23/2/2022 | 2 - Normal | 2 - Medium | 1 - Excellent |  | 3 - Normal
Moruya Ambulance Station | Moruya Ambulance Station | Ground | 12 |  |  | Emergency Exit Light (Green) | 1 | 0 |  | Pierlite |  | 24m | [8 empty] | 23/2/2022 | 2 - Normal | 2 - Medium | 1 - Excellent |  | 3 - Normal
Moruya Ambulance Station | Moruya Ambulance Station | Ground | 13 |  | MYA-0015 | A/C Unit Split (Outdoor) | 1 | MYA-0015 |  | Mitsubishi | 1/1/2020 | DXC12ZSA-W | 084009448CE | [7 empty] | 23/2/2022 | 2 - Normal | 2 - Medium | 1 - Excellent |  | 3 - Normal
Moruya Ambulance Station | Moruya Ambulance Station | Ground | 13 |  | MYA-0016 | A/C Unit Split (Outdoor) | 1 | MYA-0016 |  | Mitsubishi | 1/1/2020 | DXC12ZSA-W | 084008849CE | [7 empty] | 23/2/2022 | 2 - Normal | 2 - Medium | 1 - Excellent |  | 3 - Normal
Moruya Ambulance Station | Moruya Ambulance Station | Ground | 13 |  | MYA-0017 | Main Switchboard | 1 | MYA-0017 | [12 empty] | 23/2/2022 | 2 - Normal | 2 - Medium | 1 - Excellent |  | 3 - Normal
Moruya Ambulance Station | Moruya Ambulance Station | Ground | 13 |  |  | RCBO | 1 | 0 |  | Clipsal |  | RCBE225/30S C25 | [5 empty] | MYA-0017 |  |  | 23/2/2022 | 2 - Normal | 2 - Medium | 1 - Excellent |  | 3 - Normal
Moruya Ambulance Station | Moruya Ambulance Station | Ground | 13 |  |  | RCBO | 3 | 0 |  | Clipsal |  | RCBE220/30S C20 | [5 empty] | MYA-0017 |  |  | 23/2/2022 | 2 - Normal | 2 - Medium | 1 - Excellent |  | 3 - Normal
Moruya Ambulance Station | Moruya Ambulance Station | Ground | 13 |  |  | RCBO | 3 | 0 |  | Clipsal |  | RCBE220/30S C20 | [5 empty] | MYA-0017 |  |  | 23/2/2022 | 2 - Normal | 2 - Medium | 1 - Excellent |  | 3 - Normal
Moruya Ambulance Station | Moruya Ambulance Station | Ground | 13 |  |  | RCBO | 3 | 0 |  | Clipsal |  | RCBE220/30S C20 | [5 empty] | MYA-0017 |  |  | 23/2/2022 | 2 - Normal | 2 - Medium | 1 - Excellent |  | 3 - Normal
Moruya Ambulance Station | Moruya Ambulance Station | Ground | 13 |  |  | RCBO | 1 | 0 |  | Clipsal |  | RCBE210/30S C10 | [5 empty] | MYA-0017 |  |  | 23/2/2022 | 2 - Normal | 2 - Medium | 1 - Excellent |  | 3 - Normal
Moruya Ambulance Station | Moruya Ambulance Station | Ground | 13 |  |  | RCBO | 1 | 0 |  | Clipsal |  | RCBE216/30S C16 | [5 empty] | MYA-0017 |  |  | 23/2/2022 | 2 - Normal | 2 - Medium | 1 - Excellent |  | 3 - Normal
Moruya Ambulance Station | Moruya Ambulance Station | Ground | 13 |  |  | RCBO | 1 | 0 |  | Clipsal |  | RCBE232/30S C32 | [5 empty] | MYA-0017 |  |  | 23/2/2022 | 2 - Normal | 2 - Medium | 1 - Excellent |  | 3 - Normal
Moruya Ambulance Station | Moruya Ambulance Station | Ground | 13 |  |  | RCBO | 2 | 0 |  | Clipsal |  | RCBE210/30S C10 | [5 empty] | MYA-0018 |  |  | 23/2/2022 | 2 - Normal | 2 - Medium | 1 - Excellent |  | 3 - Normal
Moruya Ambulance Station | Moruya Ambulance Station | Ground | 13 |  |  | RCBO | 2 | 0 |  | Clipsal |  | RCBE210/30S C10 | [5 empty] | MYA-0018 |  |  | 23/2/2022 | 2 - Normal | 2 - Medium | 1 - Excellent |  | 3 - Normal
Moruya Ambulance Station | Moruya Ambulance Station | Ground | 13 |  |  | RCBO | 5 | 0 |  | Clipsal |  | RCBE220/30S C20 | [5 empty] | MYA-0018 |  |  | 23/2/2022 | 2 - Normal | 2 - Medium | 1 - Excellent |  | 3 - Normal
Moruya Ambulance Station | Moruya Ambulance Station | Ground | 13 |  |  | RCBO | 5 | 0 |  | Clipsal |  | RCBE220/30S C20 | [5 empty] | MYA-0018 |  |  | 23/2/2022 | 2 - Normal | 2 - Medium | 1 - Excellent |  | 3 - Normal
Moruya Ambulance Station | Moruya Ambulance Station | Ground | 13 |  |  | RCBO | 5 | 0 |  | Clipsal |  | RCBE220/30S C20 | [5 empty] | MYA-0018 |  |  | 23/2/2022 | 2 - Normal | 2 - Medium | 1 - Excellent |  | 3 - Normal
Moruya Ambulance Station | Moruya Ambulance Station | Ground | 13 |  |  | RCBO | 5 | 0 |  | Clipsal |  | RCBE220/30S C20 | [5 empty] | MYA-0018 |  |  | 23/2/2022 | 2 - Normal | 2 - Medium | 1 - Excellent |  | 3 - Normal
Moruya Ambulance Station | Moruya Ambulance Station | Ground | 13 |  |  | RCBO | 5 | 0 |  | Clipsal |  | RCBE220/30S C20 | [5 empty] | MYA-0018 |  |  | 23/2/2022 | 2 - Normal | 2 - Medium | 1 - Excellent |  | 3 - Normal
Moruya Ambulance Station | Moruya Ambulance Station | Ground | 13 |  | MYA-0018 | Distribution Board | 1 | MYA-0018 | [12 empty] | 23/2/2022 | 2 - Normal | 2 - Medium | 1 - Excellent |  | 3 - Normal
Moruya Ambulance Station | Moruya Ambulance Station | Ground | 13 |  | MYA-0019 | Automatic Gate | 1 | MYA-0019 |  | FAAC | [10 empty] | 23/2/2022 | 2 - Normal | 2 - Medium | 1 - Excellent |  | 3 - Normal
Moruya Ambulance Station | Moruya Ambulance Station | Ground | 13 |  |  | Wallmount Battery Charger | 1 | 0 |  | Durst |  | BCSW-1225 BS | [8 empty] | 23/2/2022 | 2 - Normal | 2 - Medium | 1 - Excellent |  | 3 - Normal
Moruya Ambulance Station | Moruya Ambulance Station | Ground | 13 |  |  | Vehicle Battery Charger | 1 | 0 |  | Durst |  | BCS-1225C | [8 empty] | 23/2/2022 | 2 - Normal | 2 - Medium | 1 - Excellent |  | 3 - Normal
Moruya Ambulance Station | Moruya Ambulance Station | Ground | 13 |  |  | Vehicle Battery Charger | 1 | 0 |  | Durst |  | BCS-1225C | [8 empty] | 23/2/2022 | 2 - Normal | 2 - Medium | 1 - Excellent |  | 3 - Normal
Moruya Ambulance Station | Moruya Ambulance Station | Ground | 13 |  |  | Wallmount Battery Charger | 1 | 0 |  | Durst |  | BCSW-1225C | [8 empty] | 23/2/2022 | 2 - Normal | 2 - Medium | 1 - Excellent |  | 3 - Normal
Moruya Ambulance Station | Moruya Ambulance Station | Ground | 13 |  |  | Wallmount Battery Charger | 1 | 0 |  | Durst |  | BCSW-1245 B | 126382 | [7 empty] | 23/2/2022 | 2 - Normal | 2 - Medium | 1 - Excellent |  | 3 - Normal
Moruya Ambulance Station | Moruya Ambulance Station | Ground | 13 |  |  | Vehicle Battery Charger | 1 | 0 |  | Durst |  | BCSW-1245 | [8 empty] | 23/2/2022 | 2 - Normal | 2 - Medium | 1 - Excellent |  | 3 - Normal
Moruya Ambulance Station | Moruya Ambulance Station | Ground | 13 |  | MYA-0020 | Hot Water Heater | 1 | MYA-0020 |  | DUX | 1/1/2018 | Proflo | [8 empty] | 23/2/2022 | 2 - Normal | 2 - Medium | 1 - Excellent |  | 3 - Normal
Moruya Ambulance Station | Moruya Ambulance Station | Ground | 13 |  | MYA-0021 | A/C Unit Split (Outdoor) | 1 | MYA-0021 |  | Hitachi |  | RAC-80YHA4 | 17B2303031 | [7 empty] | 23/2/2022 | 2 - Normal | 2 - Medium | 1 - Excellent |  | 3 - Normal
Moruya Ambulance Station | Moruya Ambulance Station | Ground | 13 |  | MYA-0022 | Automatic Gate | 1 | MYA-0022 | [12 empty] | 23/2/2022 | 2 - Normal | 2 - Medium | 1 - Excellent |  | 3 - Normal
Moruya Ambulance Station | Moruya Ambulance Station | Ground | 13 |  | MYA-0023 | Rain water tank | 1 | MYA-0023 |  | Tankmasta |  |  |  | 2,000 | [6 empty] | 23/2/2022 | 2 - Normal | 2 - Medium | 1 - Excellent |  | 3 - Normal
Bombala Multi-Purpose Service | Bombala Multi-Purpose Service | Ground | 1 |  |  | Emergency Exit Light (Green) | 1 | 0 |  | Bardic | [10 empty] | 23/2/2022 | 2 - Normal | 2 - Medium | 1 - Excellent |  | 3 - Normal
Bombala Multi-Purpose Service | Bombala Multi-Purpose Service | Ground | 1 |  |  | Smoke Detector | 1 | 0 | [12 empty] | 23/2/2022 | 2 - Normal | 2 - Medium | 1 - Excellent |  | 3 - Normal
Bombala Multi-Purpose Service | Bombala Multi-Purpose Service | Ground | 2 |  |  | Emergency Exit Light (Green) | 1 | 0 |  | Bardic | [10 empty] | 23/2/2022 | 2 - Normal | 2 - Medium | 1 - Excellent |  | 3 - Normal
Bombala Multi-Purpose Service | Bombala Multi-Purpose Service | Ground | 2 |  |  | Smoke Detector (Concealed) | 5 | 0 | [12 empty] | 23/2/2022 | 2 - Normal | 2 - Medium | 1 - Excellent |  | 3 - Normal
Bombala Multi-Purpose Service | Bombala Multi-Purpose Service | Ground | 2 |  |  | Smoke Detector (Concealed) | 5 | 0 | [12 empty] | 23/2/2022 | 2 - Normal | 2 - Medium | 1 - Excellent |  | 3 - Normal
Bombala Multi-Purpose Service | Bombala Multi-Purpose Service | Ground | 2 |  |  | Smoke Detector (Concealed) | 5 | 0 | [12 empty] | 23/2/2022 | 2 - Normal | 2 - Medium | 1 - Excellent |  | 3 - Normal
Bombala Multi-Purpose Service | Bombala Multi-Purpose Service | Ground | 2 |  |  | Smoke Detector (Concealed) | 5 | 0 | [12 empty] | 23/2/2022 | 2 - Normal | 2 - Medium | 1 - Excellent |  | 3 - Normal
Bombala Multi-Purpose Service | Bombala Multi-Purpose Service | Ground | 2 |  |  | Smoke Detector (Concealed) | 5 | 0 | [12 empty] | 23/2/2022 | 2 - Normal | 2 - Medium | 1 - Excellent |  | 3 - Normal
Bombala Multi-Purpose Service | Bombala Multi-Purpose Service | Ground | 2 |  |  | Emergency Exit Light (Spitfire) | 1 | 0 | [12 empty] | 23/2/2022 | 2 - Normal | 2 - Medium | 1 - Excellent |  | 3 - Normal
Bombala Multi-Purpose Service | Bombala Multi-Purpose Service | Ground | 2 |  |  | Smoke Detector | 1 | 0 | [12 empty] | 23/2/2022 | 2 - Normal | 2 - Medium | 1 - Excellent |  | 3 - Normal
Bombala Multi-Purpose Service | Bombala Multi-Purpose Service | Ground | 2 | Kitchen | BBA-0001 | Fire Blanket | 1 | BBA-0001 | [12 empty] | 23/2/2022 | 2 - Normal | 2 - Medium | 1 - Excellent |  | 3 - Normal
Bombala Multi-Purpose Service | Bombala Multi-Purpose Service | Ground | 2 | Under sink | BBA-0002 | ZIP Hot Water Service | 1 | BBA-0002 |  | Zip |  | HydroTap G5 H51702Z00AU | 2.02104E+12 | [7 empty] | 23/2/2022 | 2 - Normal | 2 - Medium | 1 - Excellent |  | 3 - Normal
Bombala Multi-Purpose Service | Bombala Multi-Purpose Service | Ground | 2 |  | BBA-0003 | Fire Extinguisher (C02) | 1 | BBA-0003 | [12 empty] | 23/2/2022 | 2 - Normal | 2 - Medium | 1 - Excellent |  | 3 - Normal
Bombala Multi-Purpose Service | Bombala Multi-Purpose Service | Ground | 4 |  |  | Thermal Heat Detector | 1 | 0 | [12 empty] | 23/2/2022 | 2 - Normal | 2 - Medium | 1 - Excellent |  | 3 - Normal
Bombala Multi-Purpose Service | Bombala Multi-Purpose Service | Ground | 4 |  |  | Emergency Exit Light (Spitfire) | 1 | 0 | [12 empty] | 23/2/2022 | 2 - Normal | 2 - Medium | 1 - Excellent |  | 3 - Normal
Bombala Multi-Purpose Service | Bombala Multi-Purpose Service | Ground | 6 |  |  | Smoke Detector | 1 | 0 | [12 empty] | 23/2/2022 | 2 - Normal | 2 - Medium | 1 - Excellent |  | 3 - Normal
Bombala Multi-Purpose Service | Bombala Multi-Purpose Service | Ground | 6 |  | BBA-0004 | EKA controller box | 1 | BBA-0004 | [12 empty] | 23/2/2022 | 2 - Normal | 2 - Medium | 1 - Excellent |  | 3 - Normal
Bombala Multi-Purpose Service | Bombala Multi-Purpose Service | Ground | 6 |  | BBA-0005 | Safe | 1 | BBA-0005 |  | Guardall | [10 empty] | 23/2/2022 | 2 - Normal | 2 - Medium | 1 - Excellent |  | 3 - Normal
Bombala Multi-Purpose Service | Bombala Multi-Purpose Service | Ground | 7 | Above door to kitchen |  | Emergency Exit Light (Green) | 1 | 0 |  | Ektor | [10 empty] | 23/2/2022 | 2 - Normal | 2 - Medium | 1 - Excellent |  | 3 - Normal
Bombala Multi-Purpose Service | Bombala Multi-Purpose Service | Ground | 7 |  |  | Thermal Heat Detector | 4 | 0 | [12 empty] | 23/2/2022 | 2 - Normal | 2 - Medium | 1 - Excellent |  | 3 - Normal
Bombala Multi-Purpose Service | Bombala Multi-Purpose Service | Ground | 7 |  |  | Thermal Heat Detector | 4 | 0 | [12 empty] | 23/2/2022 | 2 - Normal | 2 - Medium | 1 - Excellent |  | 3 - Normal
Bombala Multi-Purpose Service | Bombala Multi-Purpose Service | Ground | 7 |  |  | Thermal Heat Detector | 4 | 0 | [12 empty] | 23/2/2022 | 2 - Normal | 2 - Medium | 1 - Excellent |  | 3 - Normal
Bombala Multi-Purpose Service | Bombala Multi-Purpose Service | Ground | 7 |  |  | Thermal Heat Detector | 4 | 0 | [12 empty] | 23/2/2022 | 2 - Normal | 2 - Medium | 1 - Excellent |  | 3 - Normal
Bombala Multi-Purpose Service | Bombala Multi-Purpose Service | Ground | 7 |  |  | Emergency Exit Light (Spitfire) | 1 | 0 | [12 empty] | 23/2/2022 | 2 - Normal | 2 - Medium | 1 - Excellent |  | 3 - Normal
Bombala Multi-Purpose Service | Bombala Multi-Purpose Service | Ground | 7 |  |  | Wallmount Battery Charger | 1 | 0 |  | Durst |  | BCSW - 1245 B | 125674 | [7 empty] | 23/2/2022 | 2 - Normal | 2 - Medium | 1 - Excellent |  | 3 - Normal
Bombala Multi-Purpose Service | Bombala Multi-Purpose Service | Ground | 7 |  |  | Vehicle Battery Charger | 1 | 0 |  | Durst |  | BCS-1245C | A90211048 | [7 empty] | 23/2/2022 | 2 - Normal | 2 - Medium | 1 - Excellent |  | 3 - Normal
Bombala Multi-Purpose Service | Bombala Multi-Purpose Service | Ground | 7 |  | BBA-0006 | Pressure Cleaner | 1 | BBA-0006 |  | Stihl |  | RE 118 | [8 empty] | 23/2/2022 | 2 - Normal | 2 - Medium | 1 - Excellent |  | 3 - Normal
Bombala Multi-Purpose Service | Bombala Multi-Purpose Service | Ground | 7 |  | BBA-0007 | Air Compressor | 1 | BBA-0007 |  | Ingersoll Rand |  | 2.00E+08 | 487 | [7 empty] | 23/2/2022 | 2 - Normal | 2 - Medium | 1 - Excellent |  | 3 - Normal
Bombala Multi-Purpose Service | Bombala Multi-Purpose Service | Ground | 7 |  |  | Wallmount Battery Charger | 1 | 0 |  | Durst |  | BCSW - 1225 BS | [8 empty] | 23/2/2022 | 2 - Normal | 2 - Medium | 1 - Excellent |  | 3 - Normal
Bombala Multi-Purpose Service | Bombala Multi-Purpose Service | Ground | 7 |  |  | Vehicle Battery Charger | 1 | 0 |  | Durst |  | BCS-1225C | A90800205 | [7 empty] | 23/2/2022 | 2 - Normal | 2 - Medium | 1 - Excellent |  | 3 - Normal
Bombala Multi-Purpose Service | Bombala Multi-Purpose Service | Ground | 7 |  | BBA-0008 | Oil Separator Tank | 1000 | BBA-0008 |  | Kwikflo | 5/8/2005 | KCPS-1000 | 31827-6 | [7 empty] | 23/2/2022 | 2 - Normal | 2 - Medium | 1 - Excellent |  | 3 - Normal
Bombala Multi-Purpose Service | Bombala Multi-Purpose Service | Ground | 7 |  | BBA-0008 | Oil Separator Tank | 1000 | BBA-0008 |  | Kwikflo | 5/8/2005 | KCPS-1000 | 31827-6 | [7 empty] | 23/2/2022 | 2 - Normal | 2 - Medium | 1 - Excellent |  | 3 - Normal
Bombala Multi-Purpose Service | Bombala Multi-Purpose Service | Ground | 7 |  | BBA-0008 | Oil Separator Tank | 1000 | BBA-0008 |  | Kwikflo | 5/8/2005 | KCPS-1000 | 31827-6 | [7 empty] | 23/2/2022 | 2 - Normal | 2 - Medium | 1 - Excellent |  | 3 - Normal
Bombala Multi-Purpose Service | Bombala Multi-Purpose Service | Ground | 7 |  | BBA-0008 | Oil Separator Tank | 1000 | BBA-0008 |  | Kwikflo | 5/8/2005 | KCPS-1000 | 31827-6 | [7 empty] | 23/2/2022 | 2 - Normal | 2 - Medium | 1 - Excellent |  | 3 - Normal
Bombala Multi-Purpose Service | Bombala Multi-Purpose Service | Ground | 7 |  | BBA-0008 | Oil Separator Tank | 1000 | BBA-0008 |  | Kwikflo | 5/8/2005 | KCPS-1000 | 31827-6 | [7 empty] | 23/2/2022 | 2 - Normal | 2 - Medium | 1 - Excellent |  | 3 - Normal
Bombala Multi-Purpose Service | Bombala Multi-Purpose Service | Ground | 7 |  | BBA-0008 | Oil Separator Tank | 1000 | BBA-0008 |  | Kwikflo | 5/8/2005 | KCPS-1000 | 31827-6 | [7 empty] | 23/2/2022 | 2 - Normal | 2 - Medium | 1 - Excellent |  | 3 - Normal
Bombala Multi-Purpose Service | Bombala Multi-Purpose Service | Ground | 7 |  | BBA-0008 | Oil Separator Tank | 1000 | BBA-0008 |  | Kwikflo | 5/8/2005 | KCPS-1000 | 31827-6 | [7 empty] | 23/2/2022 | 2 - Normal | 2 - Medium | 1 - Excellent |  | 3 - Normal
Bombala Multi-Purpose Service | Bombala Multi-Purpose Service | Ground | 7 |  | BBA-0008 | Oil Separator Tank | 1000 | BBA-0008 |  | Kwikflo | 5/8/2005 | KCPS-1000 | 31827-6 | [7 empty] | 23/2/2022 | 2 - Normal | 2 - Medium | 1 - Excellent |  | 3 - Normal
Bombala Multi-Purpose Service | Bombala Multi-Purpose Service | Ground | 7 |  | BBA-0008 | Oil Separator Tank | 1000 | BBA-0008 |  | Kwikflo | 5/8/2005 | KCPS-1000 | 31827-6 | [7 empty] | 23/2/2022 | 2 - Normal | 2 - Medium | 1 - Excellent |  | 3 - Normal
Bombala Multi-Purpose Service | Bombala Multi-Purpose Service | Ground | 7 |  | BBA-0008 | Oil Separator Tank | 1000 | BBA-0008 |  | Kwikflo | 5/8/2005 | KCPS-1000 | 31827-6 | [7 empty] | 23/2/2022 | 2 - Normal | 2 - Medium | 1 - Excellent |  | 3 - Normal
Bombala Multi-Purpose Service | Bombala Multi-Purpose Service | Ground | 7 |  | BBA-0008 | Oil Separator Tank | 1000 | BBA-0008 |  | Kwikflo | 5/8/2005 | KCPS-1000 | 31827-6 | [7 empty] | 23/2/2022 | 2 - Normal | 2 - Medium | 1 - Excellent |  | 3 - Normal
Bombala Multi-Purpose Service | Bombala Multi-Purpose Service | Ground | 7 |  | BBA-0008 | Oil Separator Tank | 1000 | BBA-0008 |  | Kwikflo | 5/8/2005 | KCPS-1000 | 31827-6 | [7 empty] | 23/2/2022 | 2 - Normal | 2 - Medium | 1 - Excellent |  | 3 - Normal
Bombala Multi-Purpose Service | Bombala Multi-Purpose Service | Ground | 7 |  | BBA-0008 | Oil Separator Tank | 1000 | BBA-0008 |  | Kwikflo | 5/8/2005 | KCPS-1000 | 31827-6 | [7 empty] | 23/2/2022 | 2 - Normal | 2 - Medium | 1 - Excellent |  | 3 - Normal
Bombala Multi-Purpose Service | Bombala Multi-Purpose Service | Ground | 7 |  | BBA-0008 | Oil Separator Tank | 1000 | BBA-0008 |  | Kwikflo | 5/8/2005 | KCPS-1000 | 31827-6 | [7 empty] | 23/2/2022 | 2 - Normal | 2 - Medium | 1 - Excellent |  | 3 - Normal
Bombala Multi-Purpose Service | Bombala Multi-Purpose Service | Ground | 7 |  | BBA-0008 | Oil Separator Tank | 1000 | BBA-0008 |  | Kwikflo | 5/8/2005 | KCPS-1000 | 31827-6 | [7 empty] | 23/2/2022 | 2 - Normal | 2 - Medium | 1 - Excellent |  | 3 - Normal
Bombala Multi-Purpose Service | Bombala Multi-Purpose Service | Ground | 7 |  | BBA-0008 | Oil Separator Tank | 1000 | BBA-0008 |  | Kwikflo | 5/8/2005 | KCPS-1000 | 31827-6 | [7 empty] | 23/2/2022 | 2 - Normal | 2 - Medium | 1 - Excellent |  | 3 - Normal
Bombala Multi-Purpose Service | Bombala Multi-Purpose Service | Ground | 7 |  | BBA-0008 | Oil Separator Tank | 1000 | BBA-0008 |  | Kwikflo | 5/8/2005 | KCPS-1000 | 31827-6 | [7 empty] | 23/2/2022 | 2 - Normal | 2 - Medium | 1 - Excellent |  | 3 - Normal
Bombala Multi-Purpose Service | Bombala Multi-Purpose Service | Ground | 7 |  | BBA-0008 | Oil Separator Tank | 1000 | BBA-0008 |  | Kwikflo | 5/8/2005 | KCPS-1000 | 31827-6 | [7 empty] | 23/2/2022 | 2 - Normal | 2 - Medium | 1 - Excellent |  | 3 - Normal
Bombala Multi-Purpose Service | Bombala Multi-Purpose Service | Ground | 7 |  | BBA-0008 | Oil Separator Tank | 1000 | BBA-0008 |  | Kwikflo | 5/8/2005 | KCPS-1000 | 31827-6 | [7 empty] | 23/2/2022 | 2 - Normal | 2 - Medium | 1 - Excellent |  | 3 - Normal
Bombala Multi-Purpose Service | Bombala Multi-Purpose Service | Ground | 7 |  | BBA-0008 | Oil Separator Tank | 1000 | BBA-0008 |  | Kwikflo | 5/8/2005 | KCPS-1000 | 31827-6 | [7 empty] | 23/2/2022 | 2 - Normal | 2 - Medium | 1 - Excellent |  | 3 - Normal
Bombala Multi-Purpose Service | Bombala Multi-Purpose Service | Ground | 7 |  | BBA-0008 | Oil Separator Tank | 1000 | BBA-0008 |  | Kwikflo | 5/8/2005 | KCPS-1000 | 31827-6 | [7 empty] | 23/2/2022 | 2 - Normal | 2 - Medium | 1 - Excellent |  | 3 - Normal
Bombala Multi-Purpose Service | Bombala Multi-Purpose Service | Ground | 7 |  | BBA-0008 | Oil Separator Tank | 1000 | BBA-0008 |  | Kwikflo | 5/8/2005 | KCPS-1000 | 31827-6 | [7 empty] | 23/2/2022 | 2 - Normal | 2 - Medium | 1 - Excellent |  | 3 - Normal
Bombala Multi-Purpose Service | Bombala Multi-Purpose Service | Ground | 7 |  | BBA-0008 | Oil Separator Tank | 1000 | BBA-0008 |  | Kwikflo | 5/8/2005 | KCPS-1000 | 31827-6 | [7 empty] | 23/2/2022 | 2 - Normal | 2 - Medium | 1 - Excellent |  | 3 - Normal
Bombala Multi-Purpose Service | Bombala Multi-Purpose Service | Ground | 7 |  | BBA-0008 | Oil Separator Tank | 1000 | BBA-0008 |  | Kwikflo | 5/8/2005 | KCPS-1000 | 31827-6 | [7 empty] | 23/2/2022 | 2 - Normal | 2 - Medium | 1 - Excellent |  | 3 - Normal
Bombala Multi-Purpose Service | Bombala Multi-Purpose Service | Ground | 7 |  | BBA-0008 | Oil Separator Tank | 1000 | BBA-0008 |  | Kwikflo | 5/8/2005 | KCPS-1000 | 31827-6 | [7 empty] | 23/2/2022 | 2 - Normal | 2 - Medium | 1 - Excellent |  | 3 - Normal
Bombala Multi-Purpose Service | Bombala Multi-Purpose Service | Ground | 7 |  | BBA-0008 | Oil Separator Tank | 1000 | BBA-0008 |  | Kwikflo | 5/8/2005 | KCPS-1000 | 31827-6 | [7 empty] | 23/2/2022 | 2 - Normal | 2 - Medium | 1 - Excellent |  | 3 - Normal
Bombala Multi-Purpose Service | Bombala Multi-Purpose Service | Ground | 7 |  | BBA-0008 | Oil Separator Tank | 1000 | BBA-0008 |  | Kwikflo | 5/8/2005 | KCPS-1000 | 31827-6 | [7 empty] | 23/2/2022 | 2 - Normal | 2 - Medium | 1 - Excellent |  | 3 - Normal
Bombala Multi-Purpose Service | Bombala Multi-Purpose Service | Ground | 7 |  | BBA-0008 | Oil Separator Tank | 1000 | BBA-0008 |  | Kwikflo | 5/8/2005 | KCPS-1000 | 31827-6 | [7 empty] | 23/2/2022 | 2 - Normal | 2 - Medium | 1 - Excellent |  | 3 - Normal
Bombala Multi-Purpose Service | Bombala Multi-Purpose Service | Ground | 7 |  | BBA-0008 | Oil Separator Tank | 1000 | BBA-0008 |  | Kwikflo | 5/8/2005 | KCPS-1000 | 31827-6 | [7 empty] | 23/2/2022 | 2 - Normal | 2 - Medium | 1 - Excellent |  | 3 - Normal
Bombala Multi-Purpose Service | Bombala Multi-Purpose Service | Ground | 7 |  | BBA-0008 | Oil Separator Tank | 1000 | BBA-0008 |  | Kwikflo | 5/8/2005 | KCPS-1000 | 31827-6 | [7 empty] | 23/2/2022 | 2 - Normal | 2 - Medium | 1 - Excellent |  | 3 - Normal
Bombala Multi-Purpose Service | Bombala Multi-Purpose Service | Ground | 7 |  | BBA-0008 | Oil Separator Tank | 1000 | BBA-0008 |  | Kwikflo | 5/8/2005 | KCPS-1000 | 31827-6 | [7 empty] | 23/2/2022 | 2 - Normal | 2 - Medium | 1 - Excellent |  | 3 - Normal
Bombala Multi-Purpose Service | Bombala Multi-Purpose Service | Ground | 7 |  | BBA-0008 | Oil Separator Tank | 1000 | BBA-0008 |  | Kwikflo | 5/8/2005 | KCPS-1000 | 31827-6 | [7 empty] | 23/2/2022 | 2 - Normal | 2 - Medium | 1 - Excellent |  | 3 - Normal
Bombala Multi-Purpose Service | Bombala Multi-Purpose Service | Ground | 7 |  | BBA-0008 | Oil Separator Tank | 1000 | BBA-0008 |  | Kwikflo | 5/8/2005 | KCPS-1000 | 31827-6 | [7 empty] | 23/2/2022 | 2 - Normal | 2 - Medium | 1 - Excellent |  | 3 - Normal
Bombala Multi-Purpose Service | Bombala Multi-Purpose Service | Ground | 7 |  | BBA-0008 | Oil Separator Tank | 1000 | BBA-0008 |  | Kwikflo | 5/8/2005 | KCPS-1000 | 31827-6 | [7 empty] | 23/2/2022 | 2 - Normal | 2 - Medium | 1 - Excellent |  | 3 - Normal
Bombala Multi-Purpose Service | Bombala Multi-Purpose Service | Ground | 7 |  | BBA-0008 | Oil Separator Tank | 1000 | BBA-0008 |  | Kwikflo | 5/8/2005 | KCPS-1000 | 31827-6 | [7 empty] | 23/2/2022 | 2 - Normal | 2 - Medium | 1 - Excellent |  | 3 - Normal
Bombala Multi-Purpose Service | Bombala Multi-Purpose Service | Ground | 7 |  | BBA-0008 | Oil Separator Tank | 1000 | BBA-0008 |  | Kwikflo | 5/8/2005 | KCPS-1000 | 31827-6 | [7 empty] | 23/2/2022 | 2 - Normal | 2 - Medium | 1 - Excellent |  | 3 - Normal
Bombala Multi-Purpose Service | Bombala Multi-Purpose Service | Ground | 7 |  | BBA-0008 | Oil Separator Tank | 1000 | BBA-0008 |  | Kwikflo | 5/8/2005 | KCPS-1000 | 31827-6 | [7 empty] | 23/2/2022 | 2 - Normal | 2 - Medium | 1 - Excellent |  | 3 - Normal
Bombala Multi-Purpose Service | Bombala Multi-Purpose Service | Ground | 7 |  | BBA-0008 | Oil Separator Tank | 1000 | BBA-0008 |  | Kwikflo | 5/8/2005 | KCPS-1000 | 31827-6 | [7 empty] | 23/2/2022 | 2 - Normal | 2 - Medium | 1 - Excellent |  | 3 - Normal
Bombala Multi-Purpose Service | Bombala Multi-Purpose Service | Ground | 7 |  | BBA-0008 | Oil Separator Tank | 1000 | BBA-0008 |  | Kwikflo | 5/8/2005 | KCPS-1000 | 31827-6 | [7 empty] | 23/2/2022 | 2 - Normal | 2 - Medium | 1 - Excellent |  | 3 - Normal
Bombala Multi-Purpose Service | Bombala Multi-Purpose Service | Ground | 7 |  | BBA-0008 | Oil Separator Tank | 1000 | BBA-0008 |  | Kwikflo | 5/8/2005 | KCPS-1000 | 31827-6 | [7 empty] | 23/2/2022 | 2 - Normal | 2 - Medium | 1 - Excellent |  | 3 - Normal
Bombala Multi-Purpose Service | Bombala Multi-Purpose Service | Ground | 7 |  | BBA-0008 | Oil Separator Tank | 1000 | BBA-0008 |  | Kwikflo | 5/8/2005 | KCPS-1000 | 31827-6 | [7 empty] | 23/2/2022 | 2 - Normal | 2 - Medium | 1 - Excellent |  | 3 - Normal
Bombala Multi-Purpose Service | Bombala Multi-Purpose Service | Ground | 7 |  | BBA-0008 | Oil Separator Tank | 1000 | BBA-0008 |  | Kwikflo | 5/8/2005 | KCPS-1000 | 31827-6 | [7 empty] | 23/2/2022 | 2 - Normal | 2 - Medium | 1 - Excellent |  | 3 - Normal
Bombala Multi-Purpose Service | Bombala Multi-Purpose Service | Ground | 7 |  | BBA-0008 | Oil Separator Tank | 1000 | BBA-0008 |  | Kwikflo | 5/8/2005 | KCPS-1000 | 31827-6 | [7 empty] | 23/2/2022 | 2 - Normal | 2 - Medium | 1 - Excellent |  | 3 - Normal
Bombala Multi-Purpose Service | Bombala Multi-Purpose Service | Ground | 7 |  | BBA-0008 | Oil Separator Tank | 1000 | BBA-0008 |  | Kwikflo | 5/8/2005 | KCPS-1000 | 31827-6 | [7 empty] | 23/2/2022 | 2 - Normal | 2 - Medium | 1 - Excellent |  | 3 - Normal
Bombala Multi-Purpose Service | Bombala Multi-Purpose Service | Ground | 7 |  | BBA-0008 | Oil Separator Tank | 1000 | BBA-0008 |  | Kwikflo | 5/8/2005 | KCPS-1000 | 31827-6 | [7 empty] | 23/2/2022 | 2 - Normal | 2 - Medium | 1 - Excellent |  | 3 - Normal
Bombala Multi-Purpose Service | Bombala Multi-Purpose Service | Ground | 7 |  | BBA-0008 | Oil Separator Tank | 1000 | BBA-0008 |  | Kwikflo | 5/8/2005 | KCPS-1000 | 31827-6 | [7 empty] | 23/2/2022 | 2 - Normal | 2 - Medium | 1 - Excellent |  | 3 - Normal
Bombala Multi-Purpose Service | Bombala Multi-Purpose Service | Ground | 7 |  | BBA-0008 | Oil Separator Tank | 1000 | BBA-0008 |  | Kwikflo | 5/8/2005 | KCPS-1000 | 31827-6 | [7 empty] | 23/2/2022 | 2 - Normal | 2 - Medium | 1 - Excellent |  | 3 - Normal
Bombala Multi-Purpose Service | Bombala Multi-Purpose Service | Ground | 7 |  | BBA-0008 | Oil Separator Tank | 1000 | BBA-0008 |  | Kwikflo | 5/8/2005 | KCPS-1000 | 31827-6 | [7 empty] | 23/2/2022 | 2 - Normal | 2 - Medium | 1 - Excellent |  | 3 - Normal
Bombala Multi-Purpose Service | Bombala Multi-Purpose Service | Ground | 7 |  | BBA-0008 | Oil Separator Tank | 1000 | BBA-0008 |  | Kwikflo | 5/8/2005 | KCPS-1000 | 31827-6 | [7 empty] | 23/2/2022 | 2 - Normal | 2 - Medium | 1 - Excellent |  | 3 - Normal
Bombala Multi-Purpose Service | Bombala Multi-Purpose Service | Ground | 7 |  | BBA-0008 | Oil Separator Tank | 1000 | BBA-0008 |  | Kwikflo | 5/8/2005 | KCPS-1000 | 31827-6 | [7 empty] | 23/2/2022 | 2 - Normal | 2 - Medium | 1 - Excellent |  | 3 - Normal
Bombala Multi-Purpose Service | Bombala Multi-Purpose Service | Ground | 7 |  | BBA-0008 | Oil Separator Tank | 1000 | BBA-0008 |  | Kwikflo | 5/8/2005 | KCPS-1000 | 31827-6 | [7 empty] | 23/2/2022 | 2 - Normal | 2 - Medium | 1 - Excellent |  | 3 - Normal
Bombala Multi-Purpose Service | Bombala Multi-Purpose Service | Ground | 7 |  | BBA-0008 | Oil Separator Tank | 1000 | BBA-0008 |  | Kwikflo | 5/8/2005 | KCPS-1000 | 31827-6 | [7 empty] | 23/2/2022 | 2 - Normal | 2 - Medium | 1 - Excellent |  | 3 - Normal
Bombala Multi-Purpose Service | Bombala Multi-Purpose Service | Ground | 7 |  | BBA-0008 | Oil Separator Tank | 1000 | BBA-0008 |  | Kwikflo | 5/8/2005 | KCPS-1000 | 31827-6 | [7 empty] | 23/2/2022 | 2 - Normal | 2 - Medium | 1 - Excellent |  | 3 - Normal
Bombala Multi-Purpose Service | Bombala Multi-Purpose Service | Ground | 7 |  | BBA-0008 | Oil Separator Tank | 1000 | BBA-0008 |  | Kwikflo | 5/8/2005 | KCPS-1000 | 31827-6 | [7 empty] | 23/2/2022 | 2 - Normal | 2 - Medium | 1 - Excellent |  | 3 - Normal
Bombala Multi-Purpose Service | Bombala Multi-Purpose Service | Ground | 7 |  | BBA-0008 | Oil Separator Tank | 1000 | BBA-0008 |  | Kwikflo | 5/8/2005 | KCPS-1000 | 31827-6 | [7 empty] | 23/2/2022 | 2 - Normal | 2 - Medium | 1 - Excellent |  | 3 - Normal
Bombala Multi-Purpose Service | Bombala Multi-Purpose Service | Ground | 7 |  | BBA-0008 | Oil Separator Tank | 1000 | BBA-0008 |  | Kwikflo | 5/8/2005 | KCPS-1000 | 31827-6 | [7 empty] | 23/2/2022 | 2 - Normal | 2 - Medium | 1 - Excellent |  | 3 - Normal
Bombala Multi-Purpose Service | Bombala Multi-Purpose Service | Ground | 7 |  | BBA-0008 | Oil Separator Tank | 1000 | BBA-0008 |  | Kwikflo | 5/8/2005 | KCPS-1000 | 31827-6 | [7 empty] | 23/2/2022 | 2 - Normal | 2 - Medium | 1 - Excellent |  | 3 - Normal
Bombala Multi-Purpose Service | Bombala Multi-Purpose Service | Ground | 7 |  | BBA-0008 | Oil Separator Tank | 1000 | BBA-0008 |  | Kwikflo | 5/8/2005 | KCPS-1000 | 31827-6 | [7 empty] | 23/2/2022 | 2 - Normal | 2 - Medium | 1 - Excellent |  | 3 - Normal
Bombala Multi-Purpose Service | Bombala Multi-Purpose Service | Ground | 7 |  | BBA-0008 | Oil Separator Tank | 1000 | BBA-0008 |  | Kwikflo | 5/8/2005 | KCPS-1000 | 31827-6 | [7 empty] | 23/2/2022 | 2 - Normal | 2 - Medium | 1 - Excellent |  | 3 - Normal
Bombala Multi-Purpose Service | Bombala Multi-Purpose Service | Ground | 7 |  | BBA-0008 | Oil Separator Tank | 1000 | BBA-0008 |  | Kwikflo | 5/8/2005 | KCPS-1000 | 31827-6 | [7 empty] | 23/2/2022 | 2 - Normal | 2 - Medium | 1 - Excellent |  | 3 - Normal
Bombala Multi-Purpose Service | Bombala Multi-Purpose Service | Ground | 7 |  | BBA-0008 | Oil Separator Tank | 1000 | BBA-0008 |  | Kwikflo | 5/8/2005 | KCPS-1000 | 31827-6 | [7 empty] | 23/2/2022 | 2 - Normal | 2 - Medium | 1 - Excellent |  | 3 - Normal
Bombala Multi-Purpose Service | Bombala Multi-Purpose Service | Ground | 7 |  | BBA-0008 | Oil Separator Tank | 1000 | BBA-0008 |  | Kwikflo | 5/8/2005 | KCPS-1000 | 31827-6 | [7 empty] | 23/2/2022 | 2 - Normal | 2 - Medium | 1 - Excellent |  | 3 - Normal
Bombala Multi-Purpose Service | Bombala Multi-Purpose Service | Ground | 7 |  | BBA-0008 | Oil Separator Tank | 1000 | BBA-0008 |  | Kwikflo | 5/8/2005 | KCPS-1000 | 31827-6 | [7 empty] | 23/2/2022 | 2 - Normal | 2 - Medium | 1 - Excellent |  | 3 - Normal
Bombala Multi-Purpose Service | Bombala Multi-Purpose Service | Ground | 7 |  | BBA-0008 | Oil Separator Tank | 1000 | BBA-0008 |  | Kwikflo | 5/8/2005 | KCPS-1000 | 31827-6 | [7 empty] | 23/2/2022 | 2 - Normal | 2 - Medium | 1 - Excellent |  | 3 - Normal
Bombala Multi-Purpose Service | Bombala Multi-Purpose Service | Ground | 7 |  | BBA-0008 | Oil Separator Tank | 1000 | BBA-0008 |  | Kwikflo | 5/8/2005 | KCPS-1000 | 31827-6 | [7 empty] | 23/2/2022 | 2 - Normal | 2 - Medium | 1 - Excellent |  | 3 - Normal
Bombala Multi-Purpose Service | Bombala Multi-Purpose Service | Ground | 7 |  | BBA-0008 | Oil Separator Tank | 1000 | BBA-0008 |  | Kwikflo | 5/8/2005 | KCPS-1000 | 31827-6 | [7 empty] | 23/2/2022 | 2 - Normal | 2 - Medium | 1 - Excellent |  | 3 - Normal
Bombala Multi-Purpose Service | Bombala Multi-Purpose Service | Ground | 7 |  | BBA-0008 | Oil Separator Tank | 1000 | BBA-0008 |  | Kwikflo | 5/8/2005 | KCPS-1000 | 31827-6 | [7 empty] | 23/2/2022 | 2 - Normal | 2 - Medium | 1 - Excellent |  | 3 - Normal
Bombala Multi-Purpose Service | Bombala Multi-Purpose Service | Ground | 7 |  | BBA-0008 | Oil Separator Tank | 1000 | BBA-0008 |  | Kwikflo | 5/8/2005 | KCPS-1000 | 31827-6 | [7 empty] | 23/2/2022 | 2 - Normal | 2 - Medium | 1 - Excellent |  | 3 - Normal
Bombala Multi-Purpose Service | Bombala Multi-Purpose Service | Ground | 7 |  | BBA-0008 | Oil Separator Tank | 1000 | BBA-0008 |  | Kwikflo | 5/8/2005 | KCPS-1000 | 31827-6 | [7 empty] | 23/2/2022 | 2 - Normal | 2 - Medium | 1 - Excellent |  | 3 - Normal
Bombala Multi-Purpose Service | Bombala Multi-Purpose Service | Ground | 7 |  | BBA-0008 | Oil Separator Tank | 1000 | BBA-0008 |  | Kwikflo | 5/8/2005 | KCPS-1000 | 31827-6 | [7 empty] | 23/2/2022 | 2 - Normal | 2 - Medium | 1 - Excellent |  | 3 - Normal
Bombala Multi-Purpose Service | Bombala Multi-Purpose Service | Ground | 7 |  | BBA-0008 | Oil Separator Tank | 1000 | BBA-0008 |  | Kwikflo | 5/8/2005 | KCPS-1000 | 31827-6 | [7 empty] | 23/2/2022 | 2 - Normal | 2 - Medium | 1 - Excellent |  | 3 - Normal
Bombala Multi-Purpose Service | Bombala Multi-Purpose Service | Ground | 7 |  | BBA-0008 | Oil Separator Tank | 1000 | BBA-0008 |  | Kwikflo | 5/8/2005 | KCPS-1000 | 31827-6 | [7 empty] | 23/2/2022 | 2 - Normal | 2 - Medium | 1 - Excellent |  | 3 - Normal
Bombala Multi-Purpose Service | Bombala Multi-Purpose Service | Ground | 7 |  | BBA-0008 | Oil Separator Tank | 1000 | BBA-0008 |  | Kwikflo | 5/8/2005 | KCPS-1000 | 31827-6 | [7 empty] | 23/2/2022 | 2 - Normal | 2 - Medium | 1 - Excellent |  | 3 - Normal
Bombala Multi-Purpose Service | Bombala Multi-Purpose Service | Ground | 7 |  | BBA-0008 | Oil Separator Tank | 1000 | BBA-0008 |  | Kwikflo | 5/8/2005 | KCPS-1000 | 31827-6 | [7 empty] | 23/2/2022 | 2 - Normal | 2 - Medium | 1 - Excellent |  | 3 - Normal
Bombala Multi-Purpose Service | Bombala Multi-Purpose Service | Ground | 7 |  | BBA-0008 | Oil Separator Tank | 1000 | BBA-0008 |  | Kwikflo | 5/8/2005 | KCPS-1000 | 31827-6 | [7 empty] | 23/2/2022 | 2 - Normal | 2 - Medium | 1 - Excellent |  | 3 - Normal
Bombala Multi-Purpose Service | Bombala Multi-Purpose Service | Ground | 7 |  | BBA-0008 | Oil Separator Tank | 1000 | BBA-0008 |  | Kwikflo | 5/8/2005 | KCPS-1000 | 31827-6 | [7 empty] | 23/2/2022 | 2 - Normal | 2 - Medium | 1 - Excellent |  | 3 - Normal
Bombala Multi-Purpose Service | Bombala Multi-Purpose Service | Ground | 7 |  | BBA-0008 | Oil Separator Tank | 1000 | BBA-0008 |  | Kwikflo | 5/8/2005 | KCPS-1000 | 31827-6 | [7 empty] | 23/2/2022 | 2 - Normal | 2 - Medium | 1 - Excellent |  | 3 - Normal
Bombala Multi-Purpose Service | Bombala Multi-Purpose Service | Ground | 7 |  | BBA-0008 | Oil Separator Tank | 1000 | BBA-0008 |  | Kwikflo | 5/8/2005 | KCPS-1000 | 31827-6 | [7 empty] | 23/2/2022 | 2 - Normal | 2 - Medium | 1 - Excellent |  | 3 - Normal
Bombala Multi-Purpose Service | Bombala Multi-Purpose Service | Ground | 7 |  | BBA-0008 | Oil Separator Tank | 1000 | BBA-0008 |  | Kwikflo | 5/8/2005 | KCPS-1000 | 31827-6 | [7 empty] | 23/2/2022 | 2 - Normal | 2 - Medium | 1 - Excellent |  | 3 - Normal
Bombala Multi-Purpose Service | Bombala Multi-Purpose Service | Ground | 7 |  | BBA-0008 | Oil Separator Tank | 1000 | BBA-0008 |  | Kwikflo | 5/8/2005 | KCPS-1000 | 31827-6 | [7 empty] | 23/2/2022 | 2 - Normal | 2 - Medium | 1 - Excellent |  | 3 - Normal
Bombala Multi-Purpose Service | Bombala Multi-Purpose Service | Ground | 7 |  | BBA-0008 | Oil Separator Tank | 1000 | BBA-0008 |  | Kwikflo | 5/8/2005 | KCPS-1000 | 31827-6 | [7 empty] | 23/2/2022 | 2 - Normal | 2 - Medium | 1 - Excellent |  | 3 - Normal
Bombala Multi-Purpose Service | Bombala Multi-Purpose Service | Ground | 7 |  | BBA-0008 | Oil Separator Tank | 1000 | BBA-0008 |  | Kwikflo | 5/8/2005 | KCPS-1000 | 31827-6 | [7 empty] | 23/2/2022 | 2 - Normal | 2 - Medium | 1 - Excellent |  | 3 - Normal
Bombala Multi-Purpose Service | Bombala Multi-Purpose Service | Ground | 7 |  | BBA-0008 | Oil Separator Tank | 1000 | BBA-0008 |  | Kwikflo | 5/8/2005 | KCPS-1000 | 31827-6 | [7 empty] | 23/2/2022 | 2 - Normal | 2 - Medium | 1 - Excellent |  | 3 - Normal
Bombala Multi-Purpose Service | Bombala Multi-Purpose Service | Ground | 7 |  | BBA-0008 | Oil Separator Tank | 1000 | BBA-0008 |  | Kwikflo | 5/8/2005 | KCPS-1000 | 31827-6 | [7 empty] | 23/2/2022 | 2 - Normal | 2 - Medium | 1 - Excellent |  | 3 - Normal
Bombala Multi-Purpose Service | Bombala Multi-Purpose Service | Ground | 7 |  | BBA-0008 | Oil Separator Tank | 1000 | BBA-0008 |  | Kwikflo | 5/8/2005 | KCPS-1000 | 31827-6 | [7 empty] | 23/2/2022 | 2 - Normal | 2 - Medium | 1 - Excellent |  | 3 - Normal
Bombala Multi-Purpose Service | Bombala Multi-Purpose Service | Ground | 7 |  | BBA-0008 | Oil Separator Tank | 1000 | BBA-0008 |  | Kwikflo | 5/8/2005 | KCPS-1000 | 31827-6 | [7 empty] | 23/2/2022 | 2 - Normal | 2 - Medium | 1 - Excellent |  | 3 - Normal
Bombala Multi-Purpose Service | Bombala Multi-Purpose Service | Ground | 7 |  | BBA-0008 | Oil Separator Tank | 1000 | BBA-0008 |  | Kwikflo | 5/8/2005 | KCPS-1000 | 31827-6 | [7 empty] | 23/2/2022 | 2 - Normal | 2 - Medium | 1 - Excellent |  | 3 - Normal
Bombala Multi-Purpose Service | Bombala Multi-Purpose Service | Ground | 7 |  | BBA-0008 | Oil Separator Tank | 1000 | BBA-0008 |  | Kwikflo | 5/8/2005 | KCPS-1000 | 31827-6 | [7 empty] | 23/2/2022 | 2 - Normal | 2 - Medium | 1 - Excellent |  | 3 - Normal
Bombala Multi-Purpose Service | Bombala Multi-Purpose Service | Ground | 7 |  | BBA-0008 | Oil Separator Tank | 1000 | BBA-0008 |  | Kwikflo | 5/8/2005 | KCPS-1000 | 31827-6 | [7 empty] | 23/2/2022 | 2 - Normal | 2 - Medium | 1 - Excellent |  | 3 - Normal
Bombala Multi-Purpose Service | Bombala Multi-Purpose Service | Ground | 7 |  | BBA-0008 | Oil Separator Tank | 1000 | BBA-0008 |  | Kwikflo | 5/8/2005 | KCPS-1000 | 31827-6 | [7 empty] | 23/2/2022 | 2 - Normal | 2 - Medium | 1 - Excellent |  | 3 - Normal
Bombala Multi-Purpose Service | Bombala Multi-Purpose Service | Ground | 7 |  | BBA-0008 | Oil Separator Tank | 1000 | BBA-0008 |  | Kwikflo | 5/8/2005 | KCPS-1000 | 31827-6 | [7 empty] | 23/2/2022 | 2 - Normal | 2 - Medium | 1 - Excellent |  | 3 - Normal
Bombala Multi-Purpose Service | Bombala Multi-Purpose Service | Ground | 7 |  | BBA-0008 | Oil Separator Tank | 1000 | BBA-0008 |  | Kwikflo | 5/8/2005 | KCPS-1000 | 31827-6 | [7 empty] | 23/2/2022 | 2 - Normal | 2 - Medium | 1 - Excellent |  | 3 - Normal
Bombala Multi-Purpose Service | Bombala Multi-Purpose Service | Ground | 7 |  | BBA-0008 | Oil Separator Tank | 1000 | BBA-0008 |  | Kwikflo | 5/8/2005 | KCPS-1000 | 31827-6 | [7 empty] | 23/2/2022 | 2 - Normal | 2 - Medium | 1 - Excellent |  | 3 - Normal
Bombala Multi-Purpose Service | Bombala Multi-Purpose Service | Ground | 7 |  | BBA-0008 | Oil Separator Tank | 1000 | BBA-0008 |  | Kwikflo | 5/8/2005 | KCPS-1000 | 31827-6 | [7 empty] | 23/2/2022 | 2 - Normal | 2 - Medium | 1 - Excellent |  | 3 - Normal
Bombala Multi-Purpose Service | Bombala Multi-Purpose Service | Ground | 7 |  | BBA-0008 | Oil Separator Tank | 1000 | BBA-0008 |  | Kwikflo | 5/8/2005 | KCPS-1000 | 31827-6 | [7 empty] | 23/2/2022 | 2 - Normal | 2 - Medium | 1 - Excellent |  | 3 - Normal
Bombala Multi-Purpose Service | Bombala Multi-Purpose Service | Ground | 7 |  | BBA-0008 | Oil Separator Tank | 1000 | BBA-0008 |  | Kwikflo | 5/8/2005 | KCPS-1000 | 31827-6 | [7 empty] | 23/2/2022 | 2 - Normal | 2 - Medium | 1 - Excellent |  | 3 - Normal
Bombala Multi-Purpose Service | Bombala Multi-Purpose Service | Ground | 7 |  | BBA-0008 | Oil Separator Tank | 1000 | BBA-0008 |  | Kwikflo | 5/8/2005 | KCPS-1000 | 31827-6 | [7 empty] | 23/2/2022 | 2 - Normal | 2 - Medium | 1 - Excellent |  | 3 - Normal
Bombala Multi-Purpose Service | Bombala Multi-Purpose Service | Ground | 7 |  | BBA-0008 | Oil Separator Tank | 1000 | BBA-0008 |  | Kwikflo | 5/8/2005 | KCPS-1000 | 31827-6 | [7 empty] | 23/2/2022 | 2 - Normal | 2 - Medium | 1 - Excellent |  | 3 - Normal
Bombala Multi-Purpose Service | Bombala Multi-Purpose Service | Ground | 7 |  | BBA-0008 | Oil Separator Tank | 1000 | BBA-0008 |  | Kwikflo | 5/8/2005 | KCPS-1000 | 31827-6 | [7 empty] | 23/2/2022 | 2 - Normal | 2 - Medium | 1 - Excellent |  | 3 - Normal
Bombala Multi-Purpose Service | Bombala Multi-Purpose Service | Ground | 7 |  | BBA-0008 | Oil Separator Tank | 1000 | BBA-0008 |  | Kwikflo | 5/8/2005 | KCPS-1000 | 31827-6 | [7 empty] | 23/2/2022 | 2 - Normal | 2 - Medium | 1 - Excellent |  | 3 - Normal
Bombala Multi-Purpose Service | Bombala Multi-Purpose Service | Ground | 7 |  | BBA-0008 | Oil Separator Tank | 1000 | BBA-0008 |  | Kwikflo | 5/8/2005 | KCPS-1000 | 31827-6 | [7 empty] | 23/2/2022 | 2 - Normal | 2 - Medium | 1 - Excellent |  | 3 - Normal
Bombala Multi-Purpose Service | Bombala Multi-Purpose Service | Ground | 7 |  | BBA-0008 | Oil Separator Tank | 1000 | BBA-0008 |  | Kwikflo | 5/8/2005 | KCPS-1000 | 31827-6 | [7 empty] | 23/2/2022 | 2 - Normal | 2 - Medium | 1 - Excellent |  | 3 - Normal
Bombala Multi-Purpose Service | Bombala Multi-Purpose Service | Ground | 7 |  | BBA-0008 | Oil Separator Tank | 1000 | BBA-0008 |  | Kwikflo | 5/8/2005 | KCPS-1000 | 31827-6 | [7 empty] | 23/2/2022 | 2 - Normal | 2 - Medium | 1 - Excellent |  | 3 - Normal
Bombala Multi-Purpose Service | Bombala Multi-Purpose Service | Ground | 7 |  | BBA-0008 | Oil Separator Tank | 1000 | BBA-0008 |  | Kwikflo | 5/8/2005 | KCPS-1000 | 31827-6 | [7 empty] | 23/2/2022 | 2 - Normal | 2 - Medium | 1 - Excellent |  | 3 - Normal
Bombala Multi-Purpose Service | Bombala Multi-Purpose Service | Ground | 7 |  | BBA-0008 | Oil Separator Tank | 1000 | BBA-0008 |  | Kwikflo | 5/8/2005 | KCPS-1000 | 31827-6 | [7 empty] | 23/2/2022 | 2 - Normal | 2 - Medium | 1 - Excellent |  | 3 - Normal
Bombala Multi-Purpose Service | Bombala Multi-Purpose Service | Ground | 7 |  | BBA-0008 | Oil Separator Tank | 1000 | BBA-0008 |  | Kwikflo | 5/8/2005 | KCPS-1000 | 31827-6 | [7 empty] | 23/2/2022 | 2 - Normal | 2 - Medium | 1 - Excellent |  | 3 - Normal
Bombala Multi-Purpose Service | Bombala Multi-Purpose Service | Ground | 7 |  | BBA-0008 | Oil Separator Tank | 1000 | BBA-0008 |  | Kwikflo | 5/8/2005 | KCPS-1000 | 31827-6 | [7 empty] | 23/2/2022 | 2 - Normal | 2 - Medium | 1 - Excellent |  | 3 - Normal
Bombala Multi-Purpose Service | Bombala Multi-Purpose Service | Ground | 7 |  | BBA-0008 | Oil Separator Tank | 1000 | BBA-0008 |  | Kwikflo | 5/8/2005 | KCPS-1000 | 31827-6 | [7 empty] | 23/2/2022 | 2 - Normal | 2 - Medium | 1 - Excellent |  | 3 - Normal
Bombala Multi-Purpose Service | Bombala Multi-Purpose Service | Ground | 7 |  | BBA-0008 | Oil Separator Tank | 1000 | BBA-0008 |  | Kwikflo | 5/8/2005 | KCPS-1000 | 31827-6 | [7 empty] | 23/2/2022 | 2 - Normal | 2 - Medium | 1 - Excellent |  | 3 - Normal
Bombala Multi-Purpose Service | Bombala Multi-Purpose Service | Ground | 7 |  | BBA-0008 | Oil Separator Tank | 1000 | BBA-0008 |  | Kwikflo | 5/8/2005 | KCPS-1000 | 31827-6 | [7 empty] | 23/2/2022 | 2 - Normal | 2 - Medium | 1 - Excellent |  | 3 - Normal
Bombala Multi-Purpose Service | Bombala Multi-Purpose Service | Ground | 7 |  | BBA-0008 | Oil Separator Tank | 1000 | BBA-0008 |  | Kwikflo | 5/8/2005 | KCPS-1000 | 31827-6 | [7 empty] | 23/2/2022 | 2 - Normal | 2 - Medium | 1 - Excellent |  | 3 - Normal
Bombala Multi-Purpose Service | Bombala Multi-Purpose Service | Ground | 7 |  | BBA-0008 | Oil Separator Tank | 1000 | BBA-0008 |  | Kwikflo | 5/8/2005 | KCPS-1000 | 31827-6 | [7 empty] | 23/2/2022 | 2 - Normal | 2 - Medium | 1 - Excellent |  | 3 - Normal
Bombala Multi-Purpose Service | Bombala Multi-Purpose Service | Ground | 7 |  | BBA-0008 | Oil Separator Tank | 1000 | BBA-0008 |  | Kwikflo | 5/8/2005 | KCPS-1000 | 31827-6 | [7 empty] | 23/2/2022 | 2 - Normal | 2 - Medium | 1 - Excellent |  | 3 - Normal
Bombala Multi-Purpose Service | Bombala Multi-Purpose Service | Ground | 7 |  | BBA-0008 | Oil Separator Tank | 1000 | BBA-0008 |  | Kwikflo | 5/8/2005 | KCPS-1000 | 31827-6 | [7 empty] | 23/2/2022 | 2 - Normal | 2 - Medium | 1 - Excellent |  | 3 - Normal
Bombala Multi-Purpose Service | Bombala Multi-Purpose Service | Ground | 7 |  | BBA-0008 | Oil Separator Tank | 1000 | BBA-0008 |  | Kwikflo | 5/8/2005 | KCPS-1000 | 31827-6 | [7 empty] | 23/2/2022 | 2 - Normal | 2 - Medium | 1 - Excellent |  | 3 - Normal
Bombala Multi-Purpose Service | Bombala Multi-Purpose Service | Ground | 7 |  | BBA-0008 | Oil Separator Tank | 1000 | BBA-0008 |  | Kwikflo | 5/8/2005 | KCPS-1000 | 31827-6 | [7 empty] | 23/2/2022 | 2 - Normal | 2 - Medium | 1 - Excellent |  | 3 - Normal
Bombala Multi-Purpose Service | Bombala Multi-Purpose Service | Ground | 7 |  | BBA-0008 | Oil Separator Tank | 1000 | BBA-0008 |  | Kwikflo | 5/8/2005 | KCPS-1000 | 31827-6 | [7 empty] | 23/2/2022 | 2 - Normal | 2 - Medium | 1 - Excellent |  | 3 - Normal
Bombala Multi-Purpose Service | Bombala Multi-Purpose Service | Ground | 7 |  | BBA-0008 | Oil Separator Tank | 1000 | BBA-0008 |  | Kwikflo | 5/8/2005 | KCPS-1000 | 31827-6 | [7 empty] | 23/2/2022 | 2 - Normal | 2 - Medium | 1 - Excellent |  | 3 - Normal
Bombala Multi-Purpose Service | Bombala Multi-Purpose Service | Ground | 7 |  | BBA-0008 | Oil Separator Tank | 1000 | BBA-0008 |  | Kwikflo | 5/8/2005 | KCPS-1000 | 31827-6 | [7 empty] | 23/2/2022 | 2 - Normal | 2 - Medium | 1 - Excellent |  | 3 - Normal
Bombala Multi-Purpose Service | Bombala Multi-Purpose Service | Ground | 7 |  | BBA-0008 | Oil Separator Tank | 1000 | BBA-0008 |  | Kwikflo | 5/8/2005 | KCPS-1000 | 31827-6 | [7 empty] | 23/2/2022 | 2 - Normal | 2 - Medium | 1 - Excellent |  | 3 - Normal
Bombala Multi-Purpose Service | Bombala Multi-Purpose Service | Ground | 7 |  | BBA-0008 | Oil Separator Tank | 1000 | BBA-0008 |  | Kwikflo | 5/8/2005 | KCPS-1000 | 31827-6 | [7 empty] | 23/2/2022 | 2 - Normal | 2 - Medium | 1 - Excellent |  | 3 - Normal
Bombala Multi-Purpose Service | Bombala Multi-Purpose Service | Ground | 7 |  | BBA-0008 | Oil Separator Tank | 1000 | BBA-0008 |  | Kwikflo | 5/8/2005 | KCPS-1000 | 31827-6 | [7 empty] | 23/2/2022 | 2 - Normal | 2 - Medium | 1 - Excellent |  | 3 - Normal
Bombala Multi-Purpose Service | Bombala Multi-Purpose Service | Ground | 7 |  | BBA-0008 | Oil Separator Tank | 1000 | BBA-0008 |  | Kwikflo | 5/8/2005 | KCPS-1000 | 31827-6 | [7 empty] | 23/2/2022 | 2 - Normal | 2 - Medium | 1 - Excellent |  | 3 - Normal
Bombala Multi-Purpose Service | Bombala Multi-Purpose Service | Ground | 7 |  | BBA-0008 | Oil Separator Tank | 1000 | BBA-0008 |  | Kwikflo | 5/8/2005 | KCPS-1000 | 31827-6 | [7 empty] | 23/2/2022 | 2 - Normal | 2 - Medium | 1 - Excellent |  | 3 - Normal
Bombala Multi-Purpose Service | Bombala Multi-Purpose Service | Ground | 7 |  | BBA-0008 | Oil Separator Tank | 1000 | BBA-0008 |  | Kwikflo | 5/8/2005 | KCPS-1000 | 31827-6 | [7 empty] | 23/2/2022 | 2 - Normal | 2 - Medium | 1 - Excellent |  | 3 - Normal
Bombala Multi-Purpose Service | Bombala Multi-Purpose Service | Ground | 7 |  | BBA-0008 | Oil Separator Tank | 1000 | BBA-0008 |  | Kwikflo | 5/8/2005 | KCPS-1000 | 31827-6 | [7 empty] | 23/2/2022 | 2 - Normal | 2 - Medium | 1 - Excellent |  | 3 - Normal
Bombala Multi-Purpose Service | Bombala Multi-Purpose Service | Ground | 7 |  | BBA-0008 | Oil Separator Tank | 1000 | BBA-0008 |  | Kwikflo | 5/8/2005 | KCPS-1000 | 31827-6 | [7 empty] | 23/2/2022 | 2 - Normal | 2 - Medium | 1 - Excellent |  | 3 - Normal
Bombala Multi-Purpose Service | Bombala Multi-Purpose Service | Ground | 7 |  | BBA-0008 | Oil Separator Tank | 1000 | BBA-0008 |  | Kwikflo | 5/8/2005 | KCPS-1000 | 31827-6 | [7 empty] | 23/2/2022 | 2 - Normal | 2 - Medium | 1 - Excellent |  | 3 - Normal
Bombala Multi-Purpose Service | Bombala Multi-Purpose Service | Ground | 7 |  | BBA-0008 | Oil Separator Tank | 1000 | BBA-0008 |  | Kwikflo | 5/8/2005 | KCPS-1000 | 31827-6 | [7 empty] | 23/2/2022 | 2 - Normal | 2 - Medium | 1 - Excellent |  | 3 - Normal
Bombala Multi-Purpose Service | Bombala Multi-Purpose Service | Ground | 7 |  | BBA-0008 | Oil Separator Tank | 1000 | BBA-0008 |  | Kwikflo | 5/8/2005 | KCPS-1000 | 31827-6 | [7 empty] | 23/2/2022 | 2 - Normal | 2 - Medium | 1 - Excellent |  | 3 - Normal
Bombala Multi-Purpose Service | Bombala Multi-Purpose Service | Ground | 7 |  | BBA-0008 | Oil Separator Tank | 1000 | BBA-0008 |  | Kwikflo | 5/8/2005 | KCPS-1000 | 31827-6 | [7 empty] | 23/2/2022 | 2 - Normal | 2 - Medium | 1 - Excellent |  | 3 - Normal
Bombala Multi-Purpose Service | Bombala Multi-Purpose Service | Ground | 7 |  | BBA-0008 | Oil Separator Tank | 1000 | BBA-0008 |  | Kwikflo | 5/8/2005 | KCPS-1000 | 31827-6 | [7 empty] | 23/2/2022 | 2 - Normal | 2 - Medium | 1 - Excellent |  | 3 - Normal
Bombala Multi-Purpose Service | Bombala Multi-Purpose Service | Ground | 7 |  | BBA-0008 | Oil Separator Tank | 1000 | BBA-0008 |  | Kwikflo | 5/8/2005 | KCPS-1000 | 31827-6 | [7 empty] | 23/2/2022 | 2 - Normal | 2 - Medium | 1 - Excellent |  | 3 - Normal
Bombala Multi-Purpose Service | Bombala Multi-Purpose Service | Ground | 7 |  | BBA-0008 | Oil Separator Tank | 1000 | BBA-0008 |  | Kwikflo | 5/8/2005 | KCPS-1000 | 31827-6 | [7 empty] | 23/2/2022 | 2 - Normal | 2 - Medium | 1 - Excellent |  | 3 - Normal
Bombala Multi-Purpose Service | Bombala Multi-Purpose Service | Ground | 7 |  | BBA-0008 | Oil Separator Tank | 1000 | BBA-0008 |  | Kwikflo | 5/8/2005 | KCPS-1000 | 31827-6 | [7 empty] | 23/2/2022 | 2 - Normal | 2 - Medium | 1 - Excellent |  | 3 - Normal
Bombala Multi-Purpose Service | Bombala Multi-Purpose Service | Ground | 7 |  | BBA-0008 | Oil Separator Tank | 1000 | BBA-0008 |  | Kwikflo | 5/8/2005 | KCPS-1000 | 31827-6 | [7 empty] | 23/2/2022 | 2 - Normal | 2 - Medium | 1 - Excellent |  | 3 - Normal
Bombala Multi-Purpose Service | Bombala Multi-Purpose Service | Ground | 7 |  | BBA-0008 | Oil Separator Tank | 1000 | BBA-0008 |  | Kwikflo | 5/8/2005 | KCPS-1000 | 31827-6 | [7 empty] | 23/2/2022 | 2 - Normal | 2 - Medium | 1 - Excellent |  | 3 - Normal
Bombala Multi-Purpose Service | Bombala Multi-Purpose Service | Ground | 7 |  | BBA-0008 | Oil Separator Tank | 1000 | BBA-0008 |  | Kwikflo | 5/8/2005 | KCPS-1000 | 31827-6 | [7 empty] | 23/2/2022 | 2 - Normal | 2 - Medium | 1 - Excellent |  | 3 - Normal
Bombala Multi-Purpose Service | Bombala Multi-Purpose Service | Ground | 7 |  | BBA-0008 | Oil Separator Tank | 1000 | BBA-0008 |  | Kwikflo | 5/8/2005 | KCPS-1000 | 31827-6 | [7 empty] | 23/2/2022 | 2 - Normal | 2 - Medium | 1 - Excellent |  | 3 - Normal
Bombala Multi-Purpose Service | Bombala Multi-Purpose Service | Ground | 7 |  | BBA-0008 | Oil Separator Tank | 1000 | BBA-0008 |  | Kwikflo | 5/8/2005 | KCPS-1000 | 31827-6 | [7 empty] | 23/2/2022 | 2 - Normal | 2 - Medium | 1 - Excellent |  | 3 - Normal
Bombala Multi-Purpose Service | Bombala Multi-Purpose Service | Ground | 7 |  | BBA-0008 | Oil Separator Tank | 1000 | BBA-0008 |  | Kwikflo | 5/8/2005 | KCPS-1000 | 31827-6 | [7 empty] | 23/2/2022 | 2 - Normal | 2 - Medium | 1 - Excellent |  | 3 - Normal
Bombala Multi-Purpose Service | Bombala Multi-Purpose Service | Ground | 7 |  | BBA-0008 | Oil Separator Tank | 1000 | BBA-0008 |  | Kwikflo | 5/8/2005 | KCPS-1000 | 31827-6 | [7 empty] | 23/2/2022 | 2 - Normal | 2 - Medium | 1 - Excellent |  | 3 - Normal
Bombala Multi-Purpose Service | Bombala Multi-Purpose Service | Ground | 7 |  | BBA-0008 | Oil Separator Tank | 1000 | BBA-0008 |  | Kwikflo | 5/8/2005 | KCPS-1000 | 31827-6 | [7 empty] | 23/2/2022 | 2 - Normal | 2 - Medium | 1 - Excellent |  | 3 - Normal
Bombala Multi-Purpose Service | Bombala Multi-Purpose Service | Ground | 7 |  | BBA-0008 | Oil Separator Tank | 1000 | BBA-0008 |  | Kwikflo | 5/8/2005 | KCPS-1000 | 31827-6 | [7 empty] | 23/2/2022 | 2 - Normal | 2 - Medium | 1 - Excellent |  | 3 - Normal
Bombala Multi-Purpose Service | Bombala Multi-Purpose Service | Ground | 7 |  | BBA-0008 | Oil Separator Tank | 1000 | BBA-0008 |  | Kwikflo | 5/8/2005 | KCPS-1000 | 31827-6 | [7 empty] | 23/2/2022 | 2 - Normal | 2 - Medium | 1 - Excellent |  | 3 - Normal
Bombala Multi-Purpose Service | Bombala Multi-Purpose Service | Ground | 7 |  | BBA-0008 | Oil Separator Tank | 1000 | BBA-0008 |  | Kwikflo | 5/8/2005 | KCPS-1000 | 31827-6 | [7 empty] | 23/2/2022 | 2 - Normal | 2 - Medium | 1 - Excellent |  | 3 - Normal
Bombala Multi-Purpose Service | Bombala Multi-Purpose Service | Ground | 7 |  | BBA-0008 | Oil Separator Tank | 1000 | BBA-0008 |  | Kwikflo | 5/8/2005 | KCPS-1000 | 31827-6 | [7 empty] | 23/2/2022 | 2 - Normal | 2 - Medium | 1 - Excellent |  | 3 - Normal
Bombala Multi-Purpose Service | Bombala Multi-Purpose Service | Ground | 7 |  | BBA-0008 | Oil Separator Tank | 1000 | BBA-0008 |  | Kwikflo | 5/8/2005 | KCPS-1000 | 31827-6 | [7 empty] | 23/2/2022 | 2 - Normal | 2 - Medium | 1 - Excellent |  | 3 - Normal
Bombala Multi-Purpose Service | Bombala Multi-Purpose Service | Ground | 7 |  | BBA-0008 | Oil Separator Tank | 1000 | BBA-0008 |  | Kwikflo | 5/8/2005 | KCPS-1000 | 31827-6 | [7 empty] | 23/2/2022 | 2 - Normal | 2 - Medium | 1 - Excellent |  | 3 - Normal
Bombala Multi-Purpose Service | Bombala Multi-Purpose Service | Ground | 7 |  | BBA-0008 | Oil Separator Tank | 1000 | BBA-0008 |  | Kwikflo | 5/8/2005 | KCPS-1000 | 31827-6 | [7 empty] | 23/2/2022 | 2 - Normal | 2 - Medium | 1 - Excellent |  | 3 - Normal
Bombala Multi-Purpose Service | Bombala Multi-Purpose Service | Ground | 7 |  | BBA-0008 | Oil Separator Tank | 1000 | BBA-0008 |  | Kwikflo | 5/8/2005 | KCPS-1000 | 31827-6 | [7 empty] | 23/2/2022 | 2 - Normal | 2 - Medium | 1 - Excellent |  | 3 - Normal
Bombala Multi-Purpose Service | Bombala Multi-Purpose Service | Ground | 7 |  | BBA-0008 | Oil Separator Tank | 1000 | BBA-0008 |  | Kwikflo | 5/8/2005 | KCPS-1000 | 31827-6 | [7 empty] | 23/2/2022 | 2 - Normal | 2 - Medium | 1 - Excellent |  | 3 - Normal
Bombala Multi-Purpose Service | Bombala Multi-Purpose Service | Ground | 7 |  | BBA-0008 | Oil Separator Tank | 1000 | BBA-0008 |  | Kwikflo | 5/8/2005 | KCPS-1000 | 31827-6 | [7 empty] | 23/2/2022 | 2 - Normal | 2 - Medium | 1 - Excellent |  | 3 - Normal
Bombala Multi-Purpose Service | Bombala Multi-Purpose Service | Ground | 7 |  | BBA-0008 | Oil Separator Tank | 1000 | BBA-0008 |  | Kwikflo | 5/8/2005 | KCPS-1000 | 31827-6 | [7 empty] | 23/2/2022 | 2 - Normal | 2 - Medium | 1 - Excellent |  | 3 - Normal
Bombala Multi-Purpose Service | Bombala Multi-Purpose Service | Ground | 7 |  | BBA-0008 | Oil Separator Tank | 1000 | BBA-0008 |  | Kwikflo | 5/8/2005 | KCPS-1000 | 31827-6 | [7 empty] | 23/2/2022 | 2 - Normal | 2 - Medium | 1 - Excellent |  | 3 - Normal
Bombala Multi-Purpose Service | Bombala Multi-Purpose Service | Ground | 7 |  | BBA-0008 | Oil Separator Tank | 1000 | BBA-0008 |  | Kwikflo | 5/8/2005 | KCPS-1000 | 31827-6 | [7 empty] | 23/2/2022 | 2 - Normal | 2 - Medium | 1 - Excellent |  | 3 - Normal
Bombala Multi-Purpose Service | Bombala Multi-Purpose Service | Ground | 7 |  | BBA-0008 | Oil Separator Tank | 1000 | BBA-0008 |  | Kwikflo | 5/8/2005 | KCPS-1000 | 31827-6 | [7 empty] | 23/2/2022 | 2 - Normal | 2 - Medium | 1 - Excellent |  | 3 - Normal
Bombala Multi-Purpose Service | Bombala Multi-Purpose Service | Ground | 7 |  | BBA-0008 | Oil Separator Tank | 1000 | BBA-0008 |  | Kwikflo | 5/8/2005 | KCPS-1000 | 31827-6 | [7 empty] | 23/2/2022 | 2 - Normal | 2 - Medium | 1 - Excellent |  | 3 - Normal
Bombala Multi-Purpose Service | Bombala Multi-Purpose Service | Ground | 7 |  | BBA-0008 | Oil Separator Tank | 1000 | BBA-0008 |  | Kwikflo | 5/8/2005 | KCPS-1000 | 31827-6 | [7 empty] | 23/2/2022 | 2 - Normal | 2 - Medium | 1 - Excellent |  | 3 - Normal
Bombala Multi-Purpose Service | Bombala Multi-Purpose Service | Ground | 7 |  | BBA-0008 | Oil Separator Tank | 1000 | BBA-0008 |  | Kwikflo | 5/8/2005 | KCPS-1000 | 31827-6 | [7 empty] | 23/2/2022 | 2 - Normal | 2 - Medium | 1 - Excellent |  | 3 - Normal
Bombala Multi-Purpose Service | Bombala Multi-Purpose Service | Ground | 7 |  | BBA-0008 | Oil Separator Tank | 1000 | BBA-0008 |  | Kwikflo | 5/8/2005 | KCPS-1000 | 31827-6 | [7 empty] | 23/2/2022 | 2 - Normal | 2 - Medium | 1 - Excellent |  | 3 - Normal
Bombala Multi-Purpose Service | Bombala Multi-Purpose Service | Ground | 7 |  | BBA-0008 | Oil Separator Tank | 1000 | BBA-0008 |  | Kwikflo | 5/8/2005 | KCPS-1000 | 31827-6 | [7 empty] | 23/2/2022 | 2 - Normal | 2 - Medium | 1 - Excellent |  | 3 - Normal
Bombala Multi-Purpose Service | Bombala Multi-Purpose Service | Ground | 7 |  | BBA-0008 | Oil Separator Tank | 1000 | BBA-0008 |  | Kwikflo | 5/8/2005 | KCPS-1000 | 31827-6 | [7 empty] | 23/2/2022 | 2 - Normal | 2 - Medium | 1 - Excellent |  | 3 - Normal
Bombala Multi-Purpose Service | Bombala Multi-Purpose Service | Ground | 7 |  | BBA-0008 | Oil Separator Tank | 1000 | BBA-0008 |  | Kwikflo | 5/8/2005 | KCPS-1000 | 31827-6 | [7 empty] | 23/2/2022 | 2 - Normal | 2 - Medium | 1 - Excellent |  | 3 - Normal
Bombala Multi-Purpose Service | Bombala Multi-Purpose Service | Ground | 7 |  | BBA-0008 | Oil Separator Tank | 1000 | BBA-0008 |  | Kwikflo | 5/8/2005 | KCPS-1000 | 31827-6 | [7 empty] | 23/2/2022 | 2 - Normal | 2 - Medium | 1 - Excellent |  | 3 - Normal
Bombala Multi-Purpose Service | Bombala Multi-Purpose Service | Ground | 7 |  | BBA-0008 | Oil Separator Tank | 1000 | BBA-0008 |  | Kwikflo | 5/8/2005 | KCPS-1000 | 31827-6 | [7 empty] | 23/2/2022 | 2 - Normal | 2 - Medium | 1 - Excellent |  | 3 - Normal
Bombala Multi-Purpose Service | Bombala Multi-Purpose Service | Ground | 7 |  | BBA-0008 | Oil Separator Tank | 1000 | BBA-0008 |  | Kwikflo | 5/8/2005 | KCPS-1000 | 31827-6 | [7 empty] | 23/2/2022 | 2 - Normal | 2 - Medium | 1 - Excellent |  | 3 - Normal
Bombala Multi-Purpose Service | Bombala Multi-Purpose Service | Ground | 7 |  | BBA-0008 | Oil Separator Tank | 1000 | BBA-0008 |  | Kwikflo | 5/8/2005 | KCPS-1000 | 31827-6 | [7 empty] | 23/2/2022 | 2 - Normal | 2 - Medium | 1 - Excellent |  | 3 - Normal
Bombala Multi-Purpose Service | Bombala Multi-Purpose Service | Ground | 7 |  | BBA-0008 | Oil Separator Tank | 1000 | BBA-0008 |  | Kwikflo | 5/8/2005 | KCPS-1000 | 31827-6 | [7 empty] | 23/2/2022 | 2 - Normal | 2 - Medium | 1 - Excellent |  | 3 - Normal
Bombala Multi-Purpose Service | Bombala Multi-Purpose Service | Ground | 7 |  | BBA-0008 | Oil Separator Tank | 1000 | BBA-0008 |  | Kwikflo | 5/8/2005 | KCPS-1000 | 31827-6 | [7 empty] | 23/2/2022 | 2 - Normal | 2 - Medium | 1 - Excellent |  | 3 - Normal
Bombala Multi-Purpose Service | Bombala Multi-Purpose Service | Ground | 7 |  | BBA-0008 | Oil Separator Tank | 1000 | BBA-0008 |  | Kwikflo | 5/8/2005 | KCPS-1000 | 31827-6 | [7 empty] | 23/2/2022 | 2 - Normal | 2 - Medium | 1 - Excellent |  | 3 - Normal
Bombala Multi-Purpose Service | Bombala Multi-Purpose Service | Ground | 7 |  | BBA-0008 | Oil Separator Tank | 1000 | BBA-0008 |  | Kwikflo | 5/8/2005 | KCPS-1000 | 31827-6 | [7 empty] | 23/2/2022 | 2 - Normal | 2 - Medium | 1 - Excellent |  | 3 - Normal
Bombala Multi-Purpose Service | Bombala Multi-Purpose Service | Ground | 7 |  | BBA-0008 | Oil Separator Tank | 1000 | BBA-0008 |  | Kwikflo | 5/8/2005 | KCPS-1000 | 31827-6 | [7 empty] | 23/2/2022 | 2 - Normal | 2 - Medium | 1 - Excellent |  | 3 - Normal
Bombala Multi-Purpose Service | Bombala Multi-Purpose Service | Ground | 7 |  | BBA-0008 | Oil Separator Tank | 1000 | BBA-0008 |  | Kwikflo | 5/8/2005 | KCPS-1000 | 31827-6 | [7 empty] | 23/2/2022 | 2 - Normal | 2 - Medium | 1 - Excellent |  | 3 - Normal
Bombala Multi-Purpose Service | Bombala Multi-Purpose Service | Ground | 7 |  | BBA-0008 | Oil Separator Tank | 1000 | BBA-0008 |  | Kwikflo | 5/8/2005 | KCPS-1000 | 31827-6 | [7 empty] | 23/2/2022 | 2 - Normal | 2 - Medium | 1 - Excellent |  | 3 - Normal
Bombala Multi-Purpose Service | Bombala Multi-Purpose Service | Ground | 7 |  | BBA-0008 | Oil Separator Tank | 1000 | BBA-0008 |  | Kwikflo | 5/8/2005 | KCPS-1000 | 31827-6 | [7 empty] | 23/2/2022 | 2 - Normal | 2 - Medium | 1 - Excellent |  | 3 - Normal
Bombala Multi-Purpose Service | Bombala Multi-Purpose Service | Ground | 7 |  | BBA-0008 | Oil Separator Tank | 1000 | BBA-0008 |  | Kwikflo | 5/8/2005 | KCPS-1000 | 31827-6 | [7 empty] | 23/2/2022 | 2 - Normal | 2 - Medium | 1 - Excellent |  | 3 - Normal
Bombala Multi-Purpose Service | Bombala Multi-Purpose Service | Ground | 7 |  | BBA-0008 | Oil Separator Tank | 1000 | BBA-0008 |  | Kwikflo | 5/8/2005 | KCPS-1000 | 31827-6 | [7 empty] | 23/2/2022 | 2 - Normal | 2 - Medium | 1 - Excellent |  | 3 - Normal
Bombala Multi-Purpose Service | Bombala Multi-Purpose Service | Ground | 7 |  | BBA-0008 | Oil Separator Tank | 1000 | BBA-0008 |  | Kwikflo | 5/8/2005 | KCPS-1000 | 31827-6 | [7 empty] | 23/2/2022 | 2 - Normal | 2 - Medium | 1 - Excellent |  | 3 - Normal
Bombala Multi-Purpose Service | Bombala Multi-Purpose Service | Ground | 7 |  | BBA-0008 | Oil Separator Tank | 1000 | BBA-0008 |  | Kwikflo | 5/8/2005 | KCPS-1000 | 31827-6 | [7 empty] | 23/2/2022 | 2 - Normal | 2 - Medium | 1 - Excellent |  | 3 - Normal
Bombala Multi-Purpose Service | Bombala Multi-Purpose Service | Ground | 7 |  | BBA-0008 | Oil Separator Tank | 1000 | BBA-0008 |  | Kwikflo | 5/8/2005 | KCPS-1000 | 31827-6 | [7 empty] | 23/2/2022 | 2 - Normal | 2 - Medium | 1 - Excellent |  | 3 - Normal
Bombala Multi-Purpose Service | Bombala Multi-Purpose Service | Ground | 7 |  | BBA-0008 | Oil Separator Tank | 1000 | BBA-0008 |  | Kwikflo | 5/8/2005 | KCPS-1000 | 31827-6 | [7 empty] | 23/2/2022 | 2 - Normal | 2 - Medium | 1 - Excellent |  | 3 - Normal
Bombala Multi-Purpose Service | Bombala Multi-Purpose Service | Ground | 7 |  | BBA-0008 | Oil Separator Tank | 1000 | BBA-0008 |  | Kwikflo | 5/8/2005 | KCPS-1000 | 31827-6 | [7 empty] | 23/2/2022 | 2 - Normal | 2 - Medium | 1 - Excellent |  | 3 - Normal
Bombala Multi-Purpose Service | Bombala Multi-Purpose Service | Ground | 7 |  | BBA-0008 | Oil Separator Tank | 1000 | BBA-0008 |  | Kwikflo | 5/8/2005 | KCPS-1000 | 31827-6 | [7 empty] | 23/2/2022 | 2 - Normal | 2 - Medium | 1 - Excellent |  | 3 - Normal
Bombala Multi-Purpose Service | Bombala Multi-Purpose Service | Ground | 7 |  | BBA-0008 | Oil Separator Tank | 1000 | BBA-0008 |  | Kwikflo | 5/8/2005 | KCPS-1000 | 31827-6 | [7 empty] | 23/2/2022 | 2 - Normal | 2 - Medium | 1 - Excellent |  | 3 - Normal
Bombala Multi-Purpose Service | Bombala Multi-Purpose Service | Ground | 7 |  | BBA-0008 | Oil Separator Tank | 1000 | BBA-0008 |  | Kwikflo | 5/8/2005 | KCPS-1000 | 31827-6 | [7 empty] | 23/2/2022 | 2 - Normal | 2 - Medium | 1 - Excellent |  | 3 - Normal
Bombala Multi-Purpose Service | Bombala Multi-Purpose Service | Ground | 7 |  | BBA-0008 | Oil Separator Tank | 1000 | BBA-0008 |  | Kwikflo | 5/8/2005 | KCPS-1000 | 31827-6 | [7 empty] | 23/2/2022 | 2 - Normal | 2 - Medium | 1 - Excellent |  | 3 - Normal
Bombala Multi-Purpose Service | Bombala Multi-Purpose Service | Ground | 7 |  | BBA-0008 | Oil Separator Tank | 1000 | BBA-0008 |  | Kwikflo | 5/8/2005 | KCPS-1000 | 31827-6 | [7 empty] | 23/2/2022 | 2 - Normal | 2 - Medium | 1 - Excellent |  | 3 - Normal
Bombala Multi-Purpose Service | Bombala Multi-Purpose Service | Ground | 7 |  | BBA-0008 | Oil Separator Tank | 1000 | BBA-0008 |  | Kwikflo | 5/8/2005 | KCPS-1000 | 31827-6 | [7 empty] | 23/2/2022 | 2 - Normal | 2 - Medium | 1 - Excellent |  | 3 - Normal
Bombala Multi-Purpose Service | Bombala Multi-Purpose Service | Ground | 7 |  | BBA-0008 | Oil Separator Tank | 1000 | BBA-0008 |  | Kwikflo | 5/8/2005 | KCPS-1000 | 31827-6 | [7 empty] | 23/2/2022 | 2 - Normal | 2 - Medium | 1 - Excellent |  | 3 - Normal
Bombala Multi-Purpose Service | Bombala Multi-Purpose Service | Ground | 7 |  | BBA-0008 | Oil Separator Tank | 1000 | BBA-0008 |  | Kwikflo | 5/8/2005 | KCPS-1000 | 31827-6 | [7 empty] | 23/2/2022 | 2 - Normal | 2 - Medium | 1 - Excellent |  | 3 - Normal
Bombala Multi-Purpose Service | Bombala Multi-Purpose Service | Ground | 7 |  | BBA-0008 | Oil Separator Tank | 1000 | BBA-0008 |  | Kwikflo | 5/8/2005 | KCPS-1000 | 31827-6 | [7 empty] | 23/2/2022 | 2 - Normal | 2 - Medium | 1 - Excellent |  | 3 - Normal
Bombala Multi-Purpose Service | Bombala Multi-Purpose Service | Ground | 7 |  | BBA-0008 | Oil Separator Tank | 1000 | BBA-0008 |  | Kwikflo | 5/8/2005 | KCPS-1000 | 31827-6 | [7 empty] | 23/2/2022 | 2 - Normal | 2 - Medium | 1 - Excellent |  | 3 - Normal
Bombala Multi-Purpose Service | Bombala Multi-Purpose Service | Ground | 7 |  | BBA-0008 | Oil Separator Tank | 1000 | BBA-0008 |  | Kwikflo | 5/8/2005 | KCPS-1000 | 31827-6 | [7 empty] | 23/2/2022 | 2 - Normal | 2 - Medium | 1 - Excellent |  | 3 - Normal
Bombala Multi-Purpose Service | Bombala Multi-Purpose Service | Ground | 7 |  | BBA-0008 | Oil Separator Tank | 1000 | BBA-0008 |  | Kwikflo | 5/8/2005 | KCPS-1000 | 31827-6 | [7 empty] | 23/2/2022 | 2 - Normal | 2 - Medium | 1 - Excellent |  | 3 - Normal
Bombala Multi-Purpose Service | Bombala Multi-Purpose Service | Ground | 7 |  | BBA-0008 | Oil Separator Tank | 1000 | BBA-0008 |  | Kwikflo | 5/8/2005 | KCPS-1000 | 31827-6 | [7 empty] | 23/2/2022 | 2 - Normal | 2 - Medium | 1 - Excellent |  | 3 - Normal
Bombala Multi-Purpose Service | Bombala Multi-Purpose Service | Ground | 7 |  | BBA-0008 | Oil Separator Tank | 1000 | BBA-0008 |  | Kwikflo | 5/8/2005 | KCPS-1000 | 31827-6 | [7 empty] | 23/2/2022 | 2 - Normal | 2 - Medium | 1 - Excellent |  | 3 - Normal
Bombala Multi-Purpose Service | Bombala Multi-Purpose Service | Ground | 7 |  | BBA-0008 | Oil Separator Tank | 1000 | BBA-0008 |  | Kwikflo | 5/8/2005 | KCPS-1000 | 31827-6 | [7 empty] | 23/2/2022 | 2 - Normal | 2 - Medium | 1 - Excellent |  | 3 - Normal
Bombala Multi-Purpose Service | Bombala Multi-Purpose Service | Ground | 7 |  | BBA-0008 | Oil Separator Tank | 1000 | BBA-0008 |  | Kwikflo | 5/8/2005 | KCPS-1000 | 31827-6 | [7 empty] | 23/2/2022 | 2 - Normal | 2 - Medium | 1 - Excellent |  | 3 - Normal
Bombala Multi-Purpose Service | Bombala Multi-Purpose Service | Ground | 7 |  | BBA-0008 | Oil Separator Tank | 1000 | BBA-0008 |  | Kwikflo | 5/8/2005 | KCPS-1000 | 31827-6 | [7 empty] | 23/2/2022 | 2 - Normal | 2 - Medium | 1 - Excellent |  | 3 - Normal
Bombala Multi-Purpose Service | Bombala Multi-Purpose Service | Ground | 7 |  | BBA-0008 | Oil Separator Tank | 1000 | BBA-0008 |  | Kwikflo | 5/8/2005 | KCPS-1000 | 31827-6 | [7 empty] | 23/2/2022 | 2 - Normal | 2 - Medium | 1 - Excellent |  | 3 - Normal
Bombala Multi-Purpose Service | Bombala Multi-Purpose Service | Ground | 7 |  | BBA-0008 | Oil Separator Tank | 1000 | BBA-0008 |  | Kwikflo | 5/8/2005 | KCPS-1000 | 31827-6 | [7 empty] | 23/2/2022 | 2 - Normal | 2 - Medium | 1 - Excellent |  | 3 - Normal
Bombala Multi-Purpose Service | Bombala Multi-Purpose Service | Ground | 7 |  | BBA-0008 | Oil Separator Tank | 1000 | BBA-0008 |  | Kwikflo | 5/8/2005 | KCPS-1000 | 31827-6 | [7 empty] | 23/2/2022 | 2 - Normal | 2 - Medium | 1 - Excellent |  | 3 - Normal
Bombala Multi-Purpose Service | Bombala Multi-Purpose Service | Ground | 7 |  | BBA-0008 | Oil Separator Tank | 1000 | BBA-0008 |  | Kwikflo | 5/8/2005 | KCPS-1000 | 31827-6 | [7 empty] | 23/2/2022 | 2 - Normal | 2 - Medium | 1 - Excellent |  | 3 - Normal
Bombala Multi-Purpose Service | Bombala Multi-Purpose Service | Ground | 7 |  | BBA-0008 | Oil Separator Tank | 1000 | BBA-0008 |  | Kwikflo | 5/8/2005 | KCPS-1000 | 31827-6 | [7 empty] | 23/2/2022 | 2 - Normal | 2 - Medium | 1 - Excellent |  | 3 - Normal
Bombala Multi-Purpose Service | Bombala Multi-Purpose Service | Ground | 7 |  | BBA-0008 | Oil Separator Tank | 1000 | BBA-0008 |  | Kwikflo | 5/8/2005 | KCPS-1000 | 31827-6 | [7 empty] | 23/2/2022 | 2 - Normal | 2 - Medium | 1 - Excellent |  | 3 - Normal
Bombala Multi-Purpose Service | Bombala Multi-Purpose Service | Ground | 7 |  | BBA-0008 | Oil Separator Tank | 1000 | BBA-0008 |  | Kwikflo | 5/8/2005 | KCPS-1000 | 31827-6 | [7 empty] | 23/2/2022 | 2 - Normal | 2 - Medium | 1 - Excellent |  | 3 - Normal
Bombala Multi-Purpose Service | Bombala Multi-Purpose Service | Ground | 7 |  | BBA-0008 | Oil Separator Tank | 1000 | BBA-0008 |  | Kwikflo | 5/8/2005 | KCPS-1000 | 31827-6 | [7 empty] | 23/2/2022 | 2 - Normal | 2 - Medium | 1 - Excellent |  | 3 - Normal
Bombala Multi-Purpose Service | Bombala Multi-Purpose Service | Ground | 7 |  | BBA-0008 | Oil Separator Tank | 1000 | BBA-0008 |  | Kwikflo | 5/8/2005 | KCPS-1000 | 31827-6 | [7 empty] | 23/2/2022 | 2 - Normal | 2 - Medium | 1 - Excellent |  | 3 - Normal
Bombala Multi-Purpose Service | Bombala Multi-Purpose Service | Ground | 7 |  | BBA-0008 | Oil Separator Tank | 1000 | BBA-0008 |  | Kwikflo | 5/8/2005 | KCPS-1000 | 31827-6 | [7 empty] | 23/2/2022 | 2 - Normal | 2 - Medium | 1 - Excellent |  | 3 - Normal
Bombala Multi-Purpose Service | Bombala Multi-Purpose Service | Ground | 7 |  | BBA-0008 | Oil Separator Tank | 1000 | BBA-0008 |  | Kwikflo | 5/8/2005 | KCPS-1000 | 31827-6 | [7 empty] | 23/2/2022 | 2 - Normal | 2 - Medium | 1 - Excellent |  | 3 - Normal
Bombala Multi-Purpose Service | Bombala Multi-Purpose Service | Ground | 7 |  | BBA-0008 | Oil Separator Tank | 1000 | BBA-0008 |  | Kwikflo | 5/8/2005 | KCPS-1000 | 31827-6 | [7 empty] | 23/2/2022 | 2 - Normal | 2 - Medium | 1 - Excellent |  | 3 - Normal
Bombala Multi-Purpose Service | Bombala Multi-Purpose Service | Ground | 7 |  | BBA-0008 | Oil Separator Tank | 1000 | BBA-0008 |  | Kwikflo | 5/8/2005 | KCPS-1000 | 31827-6 | [7 empty] | 23/2/2022 | 2 - Normal | 2 - Medium | 1 - Excellent |  | 3 - Normal
Bombala Multi-Purpose Service | Bombala Multi-Purpose Service | Ground | 7 |  | BBA-0008 | Oil Separator Tank | 1000 | BBA-0008 |  | Kwikflo | 5/8/2005 | KCPS-1000 | 31827-6 | [7 empty] | 23/2/2022 | 2 - Normal | 2 - Medium | 1 - Excellent |  | 3 - Normal
Bombala Multi-Purpose Service | Bombala Multi-Purpose Service | Ground | 7 |  | BBA-0008 | Oil Separator Tank | 1000 | BBA-0008 |  | Kwikflo | 5/8/2005 | KCPS-1000 | 31827-6 | [7 empty] | 23/2/2022 | 2 - Normal | 2 - Medium | 1 - Excellent |  | 3 - Normal
Bombala Multi-Purpose Service | Bombala Multi-Purpose Service | Ground | 7 |  | BBA-0008 | Oil Separator Tank | 1000 | BBA-0008 |  | Kwikflo | 5/8/2005 | KCPS-1000 | 31827-6 | [7 empty] | 23/2/2022 | 2 - Normal | 2 - Medium | 1 - Excellent |  | 3 - Normal
Bombala Multi-Purpose Service | Bombala Multi-Purpose Service | Ground | 7 |  | BBA-0008 | Oil Separator Tank | 1000 | BBA-0008 |  | Kwikflo | 5/8/2005 | KCPS-1000 | 31827-6 | [7 empty] | 23/2/2022 | 2 - Normal | 2 - Medium | 1 - Excellent |  | 3 - Normal
Bombala Multi-Purpose Service | Bombala Multi-Purpose Service | Ground | 7 |  | BBA-0008 | Oil Separator Tank | 1000 | BBA-0008 |  | Kwikflo | 5/8/2005 | KCPS-1000 | 31827-6 | [7 empty] | 23/2/2022 | 2 - Normal | 2 - Medium | 1 - Excellent |  | 3 - Normal
Bombala Multi-Purpose Service | Bombala Multi-Purpose Service | Ground | 7 |  | BBA-0008 | Oil Separator Tank | 1000 | BBA-0008 |  | Kwikflo | 5/8/2005 | KCPS-1000 | 31827-6 | [7 empty] | 23/2/2022 | 2 - Normal | 2 - Medium | 1 - Excellent |  | 3 - Normal
Bombala Multi-Purpose Service | Bombala Multi-Purpose Service | Ground | 7 |  | BBA-0008 | Oil Separator Tank | 1000 | BBA-0008 |  | Kwikflo | 5/8/2005 | KCPS-1000 | 31827-6 | [7 empty] | 23/2/2022 | 2 - Normal | 2 - Medium | 1 - Excellent |  | 3 - Normal
Bombala Multi-Purpose Service | Bombala Multi-Purpose Service | Ground | 7 |  | BBA-0008 | Oil Separator Tank | 1000 | BBA-0008 |  | Kwikflo | 5/8/2005 | KCPS-1000 | 31827-6 | [7 empty] | 23/2/2022 | 2 - Normal | 2 - Medium | 1 - Excellent |  | 3 - Normal
Bombala Multi-Purpose Service | Bombala Multi-Purpose Service | Ground | 7 |  | BBA-0008 | Oil Separator Tank | 1000 | BBA-0008 |  | Kwikflo | 5/8/2005 | KCPS-1000 | 31827-6 | [7 empty] | 23/2/2022 | 2 - Normal | 2 - Medium | 1 - Excellent |  | 3 - Normal
Bombala Multi-Purpose Service | Bombala Multi-Purpose Service | Ground | 7 |  | BBA-0008 | Oil Separator Tank | 1000 | BBA-0008 |  | Kwikflo | 5/8/2005 | KCPS-1000 | 31827-6 | [7 empty] | 23/2/2022 | 2 - Normal | 2 - Medium | 1 - Excellent |  | 3 - Normal
Bombala Multi-Purpose Service | Bombala Multi-Purpose Service | Ground | 7 |  | BBA-0008 | Oil Separator Tank | 1000 | BBA-0008 |  | Kwikflo | 5/8/2005 | KCPS-1000 | 31827-6 | [7 empty] | 23/2/2022 | 2 - Normal | 2 - Medium | 1 - Excellent |  | 3 - Normal
Bombala Multi-Purpose Service | Bombala Multi-Purpose Service | Ground | 7 |  | BBA-0008 | Oil Separator Tank | 1000 | BBA-0008 |  | Kwikflo | 5/8/2005 | KCPS-1000 | 31827-6 | [7 empty] | 23/2/2022 | 2 - Normal | 2 - Medium | 1 - Excellent |  | 3 - Normal
Bombala Multi-Purpose Service | Bombala Multi-Purpose Service | Ground | 7 |  | BBA-0008 | Oil Separator Tank | 1000 | BBA-0008 |  | Kwikflo | 5/8/2005 | KCPS-1000 | 31827-6 | [7 empty] | 23/2/2022 | 2 - Normal | 2 - Medium | 1 - Excellent |  | 3 - Normal
Bombala Multi-Purpose Service | Bombala Multi-Purpose Service | Ground | 7 |  | BBA-0008 | Oil Separator Tank | 1000 | BBA-0008 |  | Kwikflo | 5/8/2005 | KCPS-1000 | 31827-6 | [7 empty] | 23/2/2022 | 2 - Normal | 2 - Medium | 1 - Excellent |  | 3 - Normal
Bombala Multi-Purpose Service | Bombala Multi-Purpose Service | Ground | 7 |  | BBA-0008 | Oil Separator Tank | 1000 | BBA-0008 |  | Kwikflo | 5/8/2005 | KCPS-1000 | 31827-6 | [7 empty] | 23/2/2022 | 2 - Normal | 2 - Medium | 1 - Excellent |  | 3 - Normal
Bombala Multi-Purpose Service | Bombala Multi-Purpose Service | Ground | 7 |  | BBA-0008 | Oil Separator Tank | 1000 | BBA-0008 |  | Kwikflo | 5/8/2005 | KCPS-1000 | 31827-6 | [7 empty] | 23/2/2022 | 2 - Normal | 2 - Medium | 1 - Excellent |  | 3 - Normal
Bombala Multi-Purpose Service | Bombala Multi-Purpose Service | Ground | 7 |  | BBA-0008 | Oil Separator Tank | 1000 | BBA-0008 |  | Kwikflo | 5/8/2005 | KCPS-1000 | 31827-6 | [7 empty] | 23/2/2022 | 2 - Normal | 2 - Medium | 1 - Excellent |  | 3 - Normal
Bombala Multi-Purpose Service | Bombala Multi-Purpose Service | Ground | 7 |  | BBA-0008 | Oil Separator Tank | 1000 | BBA-0008 |  | Kwikflo | 5/8/2005 | KCPS-1000 | 31827-6 | [7 empty] | 23/2/2022 | 2 - Normal | 2 - Medium | 1 - Excellent |  | 3 - Normal
Bombala Multi-Purpose Service | Bombala Multi-Purpose Service | Ground | 7 |  | BBA-0008 | Oil Separator Tank | 1000 | BBA-0008 |  | Kwikflo | 5/8/2005 | KCPS-1000 | 31827-6 | [7 empty] | 23/2/2022 | 2 - Normal | 2 - Medium | 1 - Excellent |  | 3 - Normal
Bombala Multi-Purpose Service | Bombala Multi-Purpose Service | Ground | 7 |  | BBA-0008 | Oil Separator Tank | 1000 | BBA-0008 |  | Kwikflo | 5/8/2005 | KCPS-1000 | 31827-6 | [7 empty] | 23/2/2022 | 2 - Normal | 2 - Medium | 1 - Excellent |  | 3 - Normal
Bombala Multi-Purpose Service | Bombala Multi-Purpose Service | Ground | 7 |  | BBA-0008 | Oil Separator Tank | 1000 | BBA-0008 |  | Kwikflo | 5/8/2005 | KCPS-1000 | 31827-6 | [7 empty] | 23/2/2022 | 2 - Normal | 2 - Medium | 1 - Excellent |  | 3 - Normal
Bombala Multi-Purpose Service | Bombala Multi-Purpose Service | Ground | 7 |  | BBA-0008 | Oil Separator Tank | 1000 | BBA-0008 |  | Kwikflo | 5/8/2005 | KCPS-1000 | 31827-6 | [7 empty] | 23/2/2022 | 2 - Normal | 2 - Medium | 1 - Excellent |  | 3 - Normal
Bombala Multi-Purpose Service | Bombala Multi-Purpose Service | Ground | 7 |  | BBA-0008 | Oil Separator Tank | 1000 | BBA-0008 |  | Kwikflo | 5/8/2005 | KCPS-1000 | 31827-6 | [7 empty] | 23/2/2022 | 2 - Normal | 2 - Medium | 1 - Excellent |  | 3 - Normal
Bombala Multi-Purpose Service | Bombala Multi-Purpose Service | Ground | 7 |  | BBA-0008 | Oil Separator Tank | 1000 | BBA-0008 |  | Kwikflo | 5/8/2005 | KCPS-1000 | 31827-6 | [7 empty] | 23/2/2022 | 2 - Normal | 2 - Medium | 1 - Excellent |  | 3 - Normal
Bombala Multi-Purpose Service | Bombala Multi-Purpose Service | Ground | 7 |  | BBA-0008 | Oil Separator Tank | 1000 | BBA-0008 |  | Kwikflo | 5/8/2005 | KCPS-1000 | 31827-6 | [7 empty] | 23/2/2022 | 2 - Normal | 2 - Medium | 1 - Excellent |  | 3 - Normal
Bombala Multi-Purpose Service | Bombala Multi-Purpose Service | Ground | 7 |  | BBA-0008 | Oil Separator Tank | 1000 | BBA-0008 |  | Kwikflo | 5/8/2005 | KCPS-1000 | 31827-6 | [7 empty] | 23/2/2022 | 2 - Normal | 2 - Medium | 1 - Excellent |  | 3 - Normal
Bombala Multi-Purpose Service | Bombala Multi-Purpose Service | Ground | 7 |  | BBA-0008 | Oil Separator Tank | 1000 | BBA-0008 |  | Kwikflo | 5/8/2005 | KCPS-1000 | 31827-6 | [7 empty] | 23/2/2022 | 2 - Normal | 2 - Medium | 1 - Excellent |  | 3 - Normal
Bombala Multi-Purpose Service | Bombala Multi-Purpose Service | Ground | 7 |  | BBA-0008 | Oil Separator Tank | 1000 | BBA-0008 |  | Kwikflo | 5/8/2005 | KCPS-1000 | 31827-6 | [7 empty] | 23/2/2022 | 2 - Normal | 2 - Medium | 1 - Excellent |  | 3 - Normal
Bombala Multi-Purpose Service | Bombala Multi-Purpose Service | Ground | 7 |  | BBA-0008 | Oil Separator Tank | 1000 | BBA-0008 |  | Kwikflo | 5/8/2005 | KCPS-1000 | 31827-6 | [7 empty] | 23/2/2022 | 2 - Normal | 2 - Medium | 1 - Excellent |  | 3 - Normal
Bombala Multi-Purpose Service | Bombala Multi-Purpose Service | Ground | 7 |  | BBA-0008 | Oil Separator Tank | 1000 | BBA-0008 |  | Kwikflo | 5/8/2005 | KCPS-1000 | 31827-6 | [7 empty] | 23/2/2022 | 2 - Normal | 2 - Medium | 1 - Excellent |  | 3 - Normal
Bombala Multi-Purpose Service | Bombala Multi-Purpose Service | Ground | 7 |  | BBA-0008 | Oil Separator Tank | 1000 | BBA-0008 |  | Kwikflo | 5/8/2005 | KCPS-1000 | 31827-6 | [7 empty] | 23/2/2022 | 2 - Normal | 2 - Medium | 1 - Excellent |  | 3 - Normal
Bombala Multi-Purpose Service | Bombala Multi-Purpose Service | Ground | 7 |  | BBA-0008 | Oil Separator Tank | 1000 | BBA-0008 |  | Kwikflo | 5/8/2005 | KCPS-1000 | 31827-6 | [7 empty] | 23/2/2022 | 2 - Normal | 2 - Medium | 1 - Excellent |  | 3 - Normal
Bombala Multi-Purpose Service | Bombala Multi-Purpose Service | Ground | 7 |  | BBA-0008 | Oil Separator Tank | 1000 | BBA-0008 |  | Kwikflo | 5/8/2005 | KCPS-1000 | 31827-6 | [7 empty] | 23/2/2022 | 2 - Normal | 2 - Medium | 1 - Excellent |  | 3 - Normal
Bombala Multi-Purpose Service | Bombala Multi-Purpose Service | Ground | 7 |  | BBA-0008 | Oil Separator Tank | 1000 | BBA-0008 |  | Kwikflo | 5/8/2005 | KCPS-1000 | 31827-6 | [7 empty] | 23/2/2022 | 2 - Normal | 2 - Medium | 1 - Excellent |  | 3 - Normal
Bombala Multi-Purpose Service | Bombala Multi-Purpose Service | Ground | 7 |  | BBA-0008 | Oil Separator Tank | 1000 | BBA-0008 |  | Kwikflo | 5/8/2005 | KCPS-1000 | 31827-6 | [7 empty] | 23/2/2022 | 2 - Normal | 2 - Medium | 1 - Excellent |  | 3 - Normal
Bombala Multi-Purpose Service | Bombala Multi-Purpose Service | Ground | 7 |  | BBA-0008 | Oil Separator Tank | 1000 | BBA-0008 |  | Kwikflo | 5/8/2005 | KCPS-1000 | 31827-6 | [7 empty] | 23/2/2022 | 2 - Normal | 2 - Medium | 1 - Excellent |  | 3 - Normal
Bombala Multi-Purpose Service | Bombala Multi-Purpose Service | Ground | 7 |  | BBA-0008 | Oil Separator Tank | 1000 | BBA-0008 |  | Kwikflo | 5/8/2005 | KCPS-1000 | 31827-6 | [7 empty] | 23/2/2022 | 2 - Normal | 2 - Medium | 1 - Excellent |  | 3 - Normal
Bombala Multi-Purpose Service | Bombala Multi-Purpose Service | Ground | 7 |  | BBA-0008 | Oil Separator Tank | 1000 | BBA-0008 |  | Kwikflo | 5/8/2005 | KCPS-1000 | 31827-6 | [7 empty] | 23/2/2022 | 2 - Normal | 2 - Medium | 1 - Excellent |  | 3 - Normal
Bombala Multi-Purpose Service | Bombala Multi-Purpose Service | Ground | 7 |  | BBA-0008 | Oil Separator Tank | 1000 | BBA-0008 |  | Kwikflo | 5/8/2005 | KCPS-1000 | 31827-6 | [7 empty] | 23/2/2022 | 2 - Normal | 2 - Medium | 1 - Excellent |  | 3 - Normal
Bombala Multi-Purpose Service | Bombala Multi-Purpose Service | Ground | 7 |  | BBA-0008 | Oil Separator Tank | 1000 | BBA-0008 |  | Kwikflo | 5/8/2005 | KCPS-1000 | 31827-6 | [7 empty] | 23/2/2022 | 2 - Normal | 2 - Medium | 1 - Excellent |  | 3 - Normal
Bombala Multi-Purpose Service | Bombala Multi-Purpose Service | Ground | 7 |  | BBA-0008 | Oil Separator Tank | 1000 | BBA-0008 |  | Kwikflo | 5/8/2005 | KCPS-1000 | 31827-6 | [7 empty] | 23/2/2022 | 2 - Normal | 2 - Medium | 1 - Excellent |  | 3 - Normal
Bombala Multi-Purpose Service | Bombala Multi-Purpose Service | Ground | 7 |  | BBA-0008 | Oil Separator Tank | 1000 | BBA-0008 |  | Kwikflo | 5/8/2005 | KCPS-1000 | 31827-6 | [7 empty] | 23/2/2022 | 2 - Normal | 2 - Medium | 1 - Excellent |  | 3 - Normal
Bombala Multi-Purpose Service | Bombala Multi-Purpose Service | Ground | 7 |  | BBA-0008 | Oil Separator Tank | 1000 | BBA-0008 |  | Kwikflo | 5/8/2005 | KCPS-1000 | 31827-6 | [7 empty] | 23/2/2022 | 2 - Normal | 2 - Medium | 1 - Excellent |  | 3 - Normal
Bombala Multi-Purpose Service | Bombala Multi-Purpose Service | Ground | 7 |  | BBA-0008 | Oil Separator Tank | 1000 | BBA-0008 |  | Kwikflo | 5/8/2005 | KCPS-1000 | 31827-6 | [7 empty] | 23/2/2022 | 2 - Normal | 2 - Medium | 1 - Excellent |  | 3 - Normal
Bombala Multi-Purpose Service | Bombala Multi-Purpose Service | Ground | 7 |  | BBA-0008 | Oil Separator Tank | 1000 | BBA-0008 |  | Kwikflo | 5/8/2005 | KCPS-1000 | 31827-6 | [7 empty] | 23/2/2022 | 2 - Normal | 2 - Medium | 1 - Excellent |  | 3 - Normal
Bombala Multi-Purpose Service | Bombala Multi-Purpose Service | Ground | 7 |  | BBA-0008 | Oil Separator Tank | 1000 | BBA-0008 |  | Kwikflo | 5/8/2005 | KCPS-1000 | 31827-6 | [7 empty] | 23/2/2022 | 2 - Normal | 2 - Medium | 1 - Excellent |  | 3 - Normal
Bombala Multi-Purpose Service | Bombala Multi-Purpose Service | Ground | 7 |  | BBA-0008 | Oil Separator Tank | 1000 | BBA-0008 |  | Kwikflo | 5/8/2005 | KCPS-1000 | 31827-6 | [7 empty] | 23/2/2022 | 2 - Normal | 2 - Medium | 1 - Excellent |  | 3 - Normal
Bombala Multi-Purpose Service | Bombala Multi-Purpose Service | Ground | 7 |  | BBA-0008 | Oil Separator Tank | 1000 | BBA-0008 |  | Kwikflo | 5/8/2005 | KCPS-1000 | 31827-6 | [7 empty] | 23/2/2022 | 2 - Normal | 2 - Medium | 1 - Excellent |  | 3 - Normal
Bombala Multi-Purpose Service | Bombala Multi-Purpose Service | Ground | 7 |  | BBA-0008 | Oil Separator Tank | 1000 | BBA-0008 |  | Kwikflo | 5/8/2005 | KCPS-1000 | 31827-6 | [7 empty] | 23/2/2022 | 2 - Normal | 2 - Medium | 1 - Excellent |  | 3 - Normal
Bombala Multi-Purpose Service | Bombala Multi-Purpose Service | Ground | 7 |  | BBA-0008 | Oil Separator Tank | 1000 | BBA-0008 |  | Kwikflo | 5/8/2005 | KCPS-1000 | 31827-6 | [7 empty] | 23/2/2022 | 2 - Normal | 2 - Medium | 1 - Excellent |  | 3 - Normal
Bombala Multi-Purpose Service | Bombala Multi-Purpose Service | Ground | 7 |  | BBA-0008 | Oil Separator Tank | 1000 | BBA-0008 |  | Kwikflo | 5/8/2005 | KCPS-1000 | 31827-6 | [7 empty] | 23/2/2022 | 2 - Normal | 2 - Medium | 1 - Excellent |  | 3 - Normal
Bombala Multi-Purpose Service | Bombala Multi-Purpose Service | Ground | 7 |  | BBA-0008 | Oil Separator Tank | 1000 | BBA-0008 |  | Kwikflo | 5/8/2005 | KCPS-1000 | 31827-6 | [7 empty] | 23/2/2022 | 2 - Normal | 2 - Medium | 1 - Excellent |  | 3 - Normal
Bombala Multi-Purpose Service | Bombala Multi-Purpose Service | Ground | 7 |  | BBA-0008 | Oil Separator Tank | 1000 | BBA-0008 |  | Kwikflo | 5/8/2005 | KCPS-1000 | 31827-6 | [7 empty] | 23/2/2022 | 2 - Normal | 2 - Medium | 1 - Excellent |  | 3 - Normal
Bombala Multi-Purpose Service | Bombala Multi-Purpose Service | Ground | 7 |  | BBA-0008 | Oil Separator Tank | 1000 | BBA-0008 |  | Kwikflo | 5/8/2005 | KCPS-1000 | 31827-6 | [7 empty] | 23/2/2022 | 2 - Normal | 2 - Medium | 1 - Excellent |  | 3 - Normal
Bombala Multi-Purpose Service | Bombala Multi-Purpose Service | Ground | 7 |  | BBA-0008 | Oil Separator Tank | 1000 | BBA-0008 |  | Kwikflo | 5/8/2005 | KCPS-1000 | 31827-6 | [7 empty] | 23/2/2022 | 2 - Normal | 2 - Medium | 1 - Excellent |  | 3 - Normal
Bombala Multi-Purpose Service | Bombala Multi-Purpose Service | Ground | 7 |  | BBA-0008 | Oil Separator Tank | 1000 | BBA-0008 |  | Kwikflo | 5/8/2005 | KCPS-1000 | 31827-6 | [7 empty] | 23/2/2022 | 2 - Normal | 2 - Medium | 1 - Excellent |  | 3 - Normal
Bombala Multi-Purpose Service | Bombala Multi-Purpose Service | Ground | 7 |  | BBA-0008 | Oil Separator Tank | 1000 | BBA-0008 |  | Kwikflo | 5/8/2005 | KCPS-1000 | 31827-6 | [7 empty] | 23/2/2022 | 2 - Normal | 2 - Medium | 1 - Excellent |  | 3 - Normal
Bombala Multi-Purpose Service | Bombala Multi-Purpose Service | Ground | 7 |  | BBA-0008 | Oil Separator Tank | 1000 | BBA-0008 |  | Kwikflo | 5/8/2005 | KCPS-1000 | 31827-6 | [7 empty] | 23/2/2022 | 2 - Normal | 2 - Medium | 1 - Excellent |  | 3 - Normal
Bombala Multi-Purpose Service | Bombala Multi-Purpose Service | Ground | 7 |  | BBA-0008 | Oil Separator Tank | 1000 | BBA-0008 |  | Kwikflo | 5/8/2005 | KCPS-1000 | 31827-6 | [7 empty] | 23/2/2022 | 2 - Normal | 2 - Medium | 1 - Excellent |  | 3 - Normal
Bombala Multi-Purpose Service | Bombala Multi-Purpose Service | Ground | 7 |  | BBA-0008 | Oil Separator Tank | 1000 | BBA-0008 |  | Kwikflo | 5/8/2005 | KCPS-1000 | 31827-6 | [7 empty] | 23/2/2022 | 2 - Normal | 2 - Medium | 1 - Excellent |  | 3 - Normal
Bombala Multi-Purpose Service | Bombala Multi-Purpose Service | Ground | 7 |  | BBA-0008 | Oil Separator Tank | 1000 | BBA-0008 |  | Kwikflo | 5/8/2005 | KCPS-1000 | 31827-6 | [7 empty] | 23/2/2022 | 2 - Normal | 2 - Medium | 1 - Excellent |  | 3 - Normal
Bombala Multi-Purpose Service | Bombala Multi-Purpose Service | Ground | 7 |  | BBA-0008 | Oil Separator Tank | 1000 | BBA-0008 |  | Kwikflo | 5/8/2005 | KCPS-1000 | 31827-6 | [7 empty] | 23/2/2022 | 2 - Normal | 2 - Medium | 1 - Excellent |  | 3 - Normal
Bombala Multi-Purpose Service | Bombala Multi-Purpose Service | Ground | 7 |  | BBA-0008 | Oil Separator Tank | 1000 | BBA-0008 |  | Kwikflo | 5/8/2005 | KCPS-1000 | 31827-6 | [7 empty] | 23/2/2022 | 2 - Normal | 2 - Medium | 1 - Excellent |  | 3 - Normal
Bombala Multi-Purpose Service | Bombala Multi-Purpose Service | Ground | 7 |  | BBA-0008 | Oil Separator Tank | 1000 | BBA-0008 |  | Kwikflo | 5/8/2005 | KCPS-1000 | 31827-6 | [7 empty] | 23/2/2022 | 2 - Normal | 2 - Medium | 1 - Excellent |  | 3 - Normal
Bombala Multi-Purpose Service | Bombala Multi-Purpose Service | Ground | 7 |  | BBA-0008 | Oil Separator Tank | 1000 | BBA-0008 |  | Kwikflo | 5/8/2005 | KCPS-1000 | 31827-6 | [7 empty] | 23/2/2022 | 2 - Normal | 2 - Medium | 1 - Excellent |  | 3 - Normal
Bombala Multi-Purpose Service | Bombala Multi-Purpose Service | Ground | 7 |  | BBA-0008 | Oil Separator Tank | 1000 | BBA-0008 |  | Kwikflo | 5/8/2005 | KCPS-1000 | 31827-6 | [7 empty] | 23/2/2022 | 2 - Normal | 2 - Medium | 1 - Excellent |  | 3 - Normal
Bombala Multi-Purpose Service | Bombala Multi-Purpose Service | Ground | 7 |  | BBA-0008 | Oil Separator Tank | 1000 | BBA-0008 |  | Kwikflo | 5/8/2005 | KCPS-1000 | 31827-6 | [7 empty] | 23/2/2022 | 2 - Normal | 2 - Medium | 1 - Excellent |  | 3 - Normal
Bombala Multi-Purpose Service | Bombala Multi-Purpose Service | Ground | 7 |  | BBA-0008 | Oil Separator Tank | 1000 | BBA-0008 |  | Kwikflo | 5/8/2005 | KCPS-1000 | 31827-6 | [7 empty] | 23/2/2022 | 2 - Normal | 2 - Medium | 1 - Excellent |  | 3 - Normal
Bombala Multi-Purpose Service | Bombala Multi-Purpose Service | Ground | 7 |  | BBA-0008 | Oil Separator Tank | 1000 | BBA-0008 |  | Kwikflo | 5/8/2005 | KCPS-1000 | 31827-6 | [7 empty] | 23/2/2022 | 2 - Normal | 2 - Medium | 1 - Excellent |  | 3 - Normal
Bombala Multi-Purpose Service | Bombala Multi-Purpose Service | Ground | 7 |  | BBA-0008 | Oil Separator Tank | 1000 | BBA-0008 |  | Kwikflo | 5/8/2005 | KCPS-1000 | 31827-6 | [7 empty] | 23/2/2022 | 2 - Normal | 2 - Medium | 1 - Excellent |  | 3 - Normal
Bombala Multi-Purpose Service | Bombala Multi-Purpose Service | Ground | 7 |  | BBA-0008 | Oil Separator Tank | 1000 | BBA-0008 |  | Kwikflo | 5/8/2005 | KCPS-1000 | 31827-6 | [7 empty] | 23/2/2022 | 2 - Normal | 2 - Medium | 1 - Excellent |  | 3 - Normal
Bombala Multi-Purpose Service | Bombala Multi-Purpose Service | Ground | 7 |  | BBA-0008 | Oil Separator Tank | 1000 | BBA-0008 |  | Kwikflo | 5/8/2005 | KCPS-1000 | 31827-6 | [7 empty] | 23/2/2022 | 2 - Normal | 2 - Medium | 1 - Excellent |  | 3 - Normal
Bombala Multi-Purpose Service | Bombala Multi-Purpose Service | Ground | 7 |  | BBA-0008 | Oil Separator Tank | 1000 | BBA-0008 |  | Kwikflo | 5/8/2005 | KCPS-1000 | 31827-6 | [7 empty] | 23/2/2022 | 2 - Normal | 2 - Medium | 1 - Excellent |  | 3 - Normal
Bombala Multi-Purpose Service | Bombala Multi-Purpose Service | Ground | 7 |  | BBA-0008 | Oil Separator Tank | 1000 | BBA-0008 |  | Kwikflo | 5/8/2005 | KCPS-1000 | 31827-6 | [7 empty] | 23/2/2022 | 2 - Normal | 2 - Medium | 1 - Excellent |  | 3 - Normal
Bombala Multi-Purpose Service | Bombala Multi-Purpose Service | Ground | 7 |  | BBA-0008 | Oil Separator Tank | 1000 | BBA-0008 |  | Kwikflo | 5/8/2005 | KCPS-1000 | 31827-6 | [7 empty] | 23/2/2022 | 2 - Normal | 2 - Medium | 1 - Excellent |  | 3 - Normal
Bombala Multi-Purpose Service | Bombala Multi-Purpose Service | Ground | 7 |  | BBA-0008 | Oil Separator Tank | 1000 | BBA-0008 |  | Kwikflo | 5/8/2005 | KCPS-1000 | 31827-6 | [7 empty] | 23/2/2022 | 2 - Normal | 2 - Medium | 1 - Excellent |  | 3 - Normal
Bombala Multi-Purpose Service | Bombala Multi-Purpose Service | Ground | 7 |  | BBA-0008 | Oil Separator Tank | 1000 | BBA-0008 |  | Kwikflo | 5/8/2005 | KCPS-1000 | 31827-6 | [7 empty] | 23/2/2022 | 2 - Normal | 2 - Medium | 1 - Excellent |  | 3 - Normal
Bombala Multi-Purpose Service | Bombala Multi-Purpose Service | Ground | 7 |  | BBA-0008 | Oil Separator Tank | 1000 | BBA-0008 |  | Kwikflo | 5/8/2005 | KCPS-1000 | 31827-6 | [7 empty] | 23/2/2022 | 2 - Normal | 2 - Medium | 1 - Excellent |  | 3 - Normal
Bombala Multi-Purpose Service | Bombala Multi-Purpose Service | Ground | 7 |  | BBA-0008 | Oil Separator Tank | 1000 | BBA-0008 |  | Kwikflo | 5/8/2005 | KCPS-1000 | 31827-6 | [7 empty] | 23/2/2022 | 2 - Normal | 2 - Medium | 1 - Excellent |  | 3 - Normal
Bombala Multi-Purpose Service | Bombala Multi-Purpose Service | Ground | 7 |  | BBA-0008 | Oil Separator Tank | 1000 | BBA-0008 |  | Kwikflo | 5/8/2005 | KCPS-1000 | 31827-6 | [7 empty] | 23/2/2022 | 2 - Normal | 2 - Medium | 1 - Excellent |  | 3 - Normal
Bombala Multi-Purpose Service | Bombala Multi-Purpose Service | Ground | 7 |  | BBA-0008 | Oil Separator Tank | 1000 | BBA-0008 |  | Kwikflo | 5/8/2005 | KCPS-1000 | 31827-6 | [7 empty] | 23/2/2022 | 2 - Normal | 2 - Medium | 1 - Excellent |  | 3 - Normal
Bombala Multi-Purpose Service | Bombala Multi-Purpose Service | Ground | 7 |  | BBA-0008 | Oil Separator Tank | 1000 | BBA-0008 |  | Kwikflo | 5/8/2005 | KCPS-1000 | 31827-6 | [7 empty] | 23/2/2022 | 2 - Normal | 2 - Medium | 1 - Excellent |  | 3 - Normal
Bombala Multi-Purpose Service | Bombala Multi-Purpose Service | Ground | 7 |  | BBA-0008 | Oil Separator Tank | 1000 | BBA-0008 |  | Kwikflo | 5/8/2005 | KCPS-1000 | 31827-6 | [7 empty] | 23/2/2022 | 2 - Normal | 2 - Medium | 1 - Excellent |  | 3 - Normal
Bombala Multi-Purpose Service | Bombala Multi-Purpose Service | Ground | 7 |  | BBA-0008 | Oil Separator Tank | 1000 | BBA-0008 |  | Kwikflo | 5/8/2005 | KCPS-1000 | 31827-6 | [7 empty] | 23/2/2022 | 2 - Normal | 2 - Medium | 1 - Excellent |  | 3 - Normal
Bombala Multi-Purpose Service | Bombala Multi-Purpose Service | Ground | 7 |  | BBA-0008 | Oil Separator Tank | 1000 | BBA-0008 |  | Kwikflo | 5/8/2005 | KCPS-1000 | 31827-6 | [7 empty] | 23/2/2022 | 2 - Normal | 2 - Medium | 1 - Excellent |  | 3 - Normal
Bombala Multi-Purpose Service | Bombala Multi-Purpose Service | Ground | 7 |  | BBA-0008 | Oil Separator Tank | 1000 | BBA-0008 |  | Kwikflo | 5/8/2005 | KCPS-1000 | 31827-6 | [7 empty] | 23/2/2022 | 2 - Normal | 2 - Medium | 1 - Excellent |  | 3 - Normal
Bombala Multi-Purpose Service | Bombala Multi-Purpose Service | Ground | 7 |  | BBA-0008 | Oil Separator Tank | 1000 | BBA-0008 |  | Kwikflo | 5/8/2005 | KCPS-1000 | 31827-6 | [7 empty] | 23/2/2022 | 2 - Normal | 2 - Medium | 1 - Excellent |  | 3 - Normal
Bombala Multi-Purpose Service | Bombala Multi-Purpose Service | Ground | 7 |  | BBA-0008 | Oil Separator Tank | 1000 | BBA-0008 |  | Kwikflo | 5/8/2005 | KCPS-1000 | 31827-6 | [7 empty] | 23/2/2022 | 2 - Normal | 2 - Medium | 1 - Excellent |  | 3 - Normal
Bombala Multi-Purpose Service | Bombala Multi-Purpose Service | Ground | 7 |  | BBA-0008 | Oil Separator Tank | 1000 | BBA-0008 |  | Kwikflo | 5/8/2005 | KCPS-1000 | 31827-6 | [7 empty] | 23/2/2022 | 2 - Normal | 2 - Medium | 1 - Excellent |  | 3 - Normal
Bombala Multi-Purpose Service | Bombala Multi-Purpose Service | Ground | 7 |  | BBA-0008 | Oil Separator Tank | 1000 | BBA-0008 |  | Kwikflo | 5/8/2005 | KCPS-1000 | 31827-6 | [7 empty] | 23/2/2022 | 2 - Normal | 2 - Medium | 1 - Excellent |  | 3 - Normal
Bombala Multi-Purpose Service | Bombala Multi-Purpose Service | Ground | 7 |  | BBA-0008 | Oil Separator Tank | 1000 | BBA-0008 |  | Kwikflo | 5/8/2005 | KCPS-1000 | 31827-6 | [7 empty] | 23/2/2022 | 2 - Normal | 2 - Medium | 1 - Excellent |  | 3 - Normal
Bombala Multi-Purpose Service | Bombala Multi-Purpose Service | Ground | 7 |  | BBA-0008 | Oil Separator Tank | 1000 | BBA-0008 |  | Kwikflo | 5/8/2005 | KCPS-1000 | 31827-6 | [7 empty] | 23/2/2022 | 2 - Normal | 2 - Medium | 1 - Excellent |  | 3 - Normal
Bombala Multi-Purpose Service | Bombala Multi-Purpose Service | Ground | 7 |  | BBA-0008 | Oil Separator Tank | 1000 | BBA-0008 |  | Kwikflo | 5/8/2005 | KCPS-1000 | 31827-6 | [7 empty] | 23/2/2022 | 2 - Normal | 2 - Medium | 1 - Excellent |  | 3 - Normal
Bombala Multi-Purpose Service | Bombala Multi-Purpose Service | Ground | 7 |  | BBA-0008 | Oil Separator Tank | 1000 | BBA-0008 |  | Kwikflo | 5/8/2005 | KCPS-1000 | 31827-6 | [7 empty] | 23/2/2022 | 2 - Normal | 2 - Medium | 1 - Excellent |  | 3 - Normal
Bombala Multi-Purpose Service | Bombala Multi-Purpose Service | Ground | 7 |  | BBA-0008 | Oil Separator Tank | 1000 | BBA-0008 |  | Kwikflo | 5/8/2005 | KCPS-1000 | 31827-6 | [7 empty] | 23/2/2022 | 2 - Normal | 2 - Medium | 1 - Excellent |  | 3 - Normal
Bombala Multi-Purpose Service | Bombala Multi-Purpose Service | Ground | 7 |  | BBA-0008 | Oil Separator Tank | 1000 | BBA-0008 |  | Kwikflo | 5/8/2005 | KCPS-1000 | 31827-6 | [7 empty] | 23/2/2022 | 2 - Normal | 2 - Medium | 1 - Excellent |  | 3 - Normal
Bombala Multi-Purpose Service | Bombala Multi-Purpose Service | Ground | 7 |  | BBA-0008 | Oil Separator Tank | 1000 | BBA-0008 |  | Kwikflo | 5/8/2005 | KCPS-1000 | 31827-6 | [7 empty] | 23/2/2022 | 2 - Normal | 2 - Medium | 1 - Excellent |  | 3 - Normal
Bombala Multi-Purpose Service | Bombala Multi-Purpose Service | Ground | 7 |  | BBA-0008 | Oil Separator Tank | 1000 | BBA-0008 |  | Kwikflo | 5/8/2005 | KCPS-1000 | 31827-6 | [7 empty] | 23/2/2022 | 2 - Normal | 2 - Medium | 1 - Excellent |  | 3 - Normal
Bombala Multi-Purpose Service | Bombala Multi-Purpose Service | Ground | 7 |  | BBA-0008 | Oil Separator Tank | 1000 | BBA-0008 |  | Kwikflo | 5/8/2005 | KCPS-1000 | 31827-6 | [7 empty] | 23/2/2022 | 2 - Normal | 2 - Medium | 1 - Excellent |  | 3 - Normal
Bombala Multi-Purpose Service | Bombala Multi-Purpose Service | Ground | 7 |  | BBA-0008 | Oil Separator Tank | 1000 | BBA-0008 |  | Kwikflo | 5/8/2005 | KCPS-1000 | 31827-6 | [7 empty] | 23/2/2022 | 2 - Normal | 2 - Medium | 1 - Excellent |  | 3 - Normal
Bombala Multi-Purpose Service | Bombala Multi-Purpose Service | Ground | 7 |  | BBA-0008 | Oil Separator Tank | 1000 | BBA-0008 |  | Kwikflo | 5/8/2005 | KCPS-1000 | 31827-6 | [7 empty] | 23/2/2022 | 2 - Normal | 2 - Medium | 1 - Excellent |  | 3 - Normal
Bombala Multi-Purpose Service | Bombala Multi-Purpose Service | Ground | 7 |  | BBA-0008 | Oil Separator Tank | 1000 | BBA-0008 |  | Kwikflo | 5/8/2005 | KCPS-1000 | 31827-6 | [7 empty] | 23/2/2022 | 2 - Normal | 2 - Medium | 1 - Excellent |  | 3 - Normal
Bombala Multi-Purpose Service | Bombala Multi-Purpose Service | Ground | 7 |  | BBA-0008 | Oil Separator Tank | 1000 | BBA-0008 |  | Kwikflo | 5/8/2005 | KCPS-1000 | 31827-6 | [7 empty] | 23/2/2022 | 2 - Normal | 2 - Medium | 1 - Excellent |  | 3 - Normal
Bombala Multi-Purpose Service | Bombala Multi-Purpose Service | Ground | 7 |  | BBA-0008 | Oil Separator Tank | 1000 | BBA-0008 |  | Kwikflo | 5/8/2005 | KCPS-1000 | 31827-6 | [7 empty] | 23/2/2022 | 2 - Normal | 2 - Medium | 1 - Excellent |  | 3 - Normal
Bombala Multi-Purpose Service | Bombala Multi-Purpose Service | Ground | 7 |  | BBA-0008 | Oil Separator Tank | 1000 | BBA-0008 |  | Kwikflo | 5/8/2005 | KCPS-1000 | 31827-6 | [7 empty] | 23/2/2022 | 2 - Normal | 2 - Medium | 1 - Excellent |  | 3 - Normal
Bombala Multi-Purpose Service | Bombala Multi-Purpose Service | Ground | 7 |  | BBA-0008 | Oil Separator Tank | 1000 | BBA-0008 |  | Kwikflo | 5/8/2005 | KCPS-1000 | 31827-6 | [7 empty] | 23/2/2022 | 2 - Normal | 2 - Medium | 1 - Excellent |  | 3 - Normal
Bombala Multi-Purpose Service | Bombala Multi-Purpose Service | Ground | 7 |  | BBA-0008 | Oil Separator Tank | 1000 | BBA-0008 |  | Kwikflo | 5/8/2005 | KCPS-1000 | 31827-6 | [7 empty] | 23/2/2022 | 2 - Normal | 2 - Medium | 1 - Excellent |  | 3 - Normal
Bombala Multi-Purpose Service | Bombala Multi-Purpose Service | Ground | 7 |  | BBA-0008 | Oil Separator Tank | 1000 | BBA-0008 |  | Kwikflo | 5/8/2005 | KCPS-1000 | 31827-6 | [7 empty] | 23/2/2022 | 2 - Normal | 2 - Medium | 1 - Excellent |  | 3 - Normal
Bombala Multi-Purpose Service | Bombala Multi-Purpose Service | Ground | 7 |  | BBA-0008 | Oil Separator Tank | 1000 | BBA-0008 |  | Kwikflo | 5/8/2005 | KCPS-1000 | 31827-6 | [7 empty] | 23/2/2022 | 2 - Normal | 2 - Medium | 1 - Excellent |  | 3 - Normal
Bombala Multi-Purpose Service | Bombala Multi-Purpose Service | Ground | 7 |  | BBA-0008 | Oil Separator Tank | 1000 | BBA-0008 |  | Kwikflo | 5/8/2005 | KCPS-1000 | 31827-6 | [7 empty] | 23/2/2022 | 2 - Normal | 2 - Medium | 1 - Excellent |  | 3 - Normal
Bombala Multi-Purpose Service | Bombala Multi-Purpose Service | Ground | 7 |  | BBA-0008 | Oil Separator Tank | 1000 | BBA-0008 |  | Kwikflo | 5/8/2005 | KCPS-1000 | 31827-6 | [7 empty] | 23/2/2022 | 2 - Normal | 2 - Medium | 1 - Excellent |  | 3 - Normal
Bombala Multi-Purpose Service | Bombala Multi-Purpose Service | Ground | 7 |  | BBA-0008 | Oil Separator Tank | 1000 | BBA-0008 |  | Kwikflo | 5/8/2005 | KCPS-1000 | 31827-6 | [7 empty] | 23/2/2022 | 2 - Normal | 2 - Medium | 1 - Excellent |  | 3 - Normal
Bombala Multi-Purpose Service | Bombala Multi-Purpose Service | Ground | 7 |  | BBA-0008 | Oil Separator Tank | 1000 | BBA-0008 |  | Kwikflo | 5/8/2005 | KCPS-1000 | 31827-6 | [7 empty] | 23/2/2022 | 2 - Normal | 2 - Medium | 1 - Excellent |  | 3 - Normal
Bombala Multi-Purpose Service | Bombala Multi-Purpose Service | Ground | 7 |  | BBA-0008 | Oil Separator Tank | 1000 | BBA-0008 |  | Kwikflo | 5/8/2005 | KCPS-1000 | 31827-6 | [7 empty] | 23/2/2022 | 2 - Normal | 2 - Medium | 1 - Excellent |  | 3 - Normal
Bombala Multi-Purpose Service | Bombala Multi-Purpose Service | Ground | 7 |  | BBA-0008 | Oil Separator Tank | 1000 | BBA-0008 |  | Kwikflo | 5/8/2005 | KCPS-1000 | 31827-6 | [7 empty] | 23/2/2022 | 2 - Normal | 2 - Medium | 1 - Excellent |  | 3 - Normal
Bombala Multi-Purpose Service | Bombala Multi-Purpose Service | Ground | 7 |  | BBA-0008 | Oil Separator Tank | 1000 | BBA-0008 |  | Kwikflo | 5/8/2005 | KCPS-1000 | 31827-6 | [7 empty] | 23/2/2022 | 2 - Normal | 2 - Medium | 1 - Excellent |  | 3 - Normal
Bombala Multi-Purpose Service | Bombala Multi-Purpose Service | Ground | 7 |  | BBA-0008 | Oil Separator Tank | 1000 | BBA-0008 |  | Kwikflo | 5/8/2005 | KCPS-1000 | 31827-6 | [7 empty] | 23/2/2022 | 2 - Normal | 2 - Medium | 1 - Excellent |  | 3 - Normal
Bombala Multi-Purpose Service | Bombala Multi-Purpose Service | Ground | 7 |  | BBA-0008 | Oil Separator Tank | 1000 | BBA-0008 |  | Kwikflo | 5/8/2005 | KCPS-1000 | 31827-6 | [7 empty] | 23/2/2022 | 2 - Normal | 2 - Medium | 1 - Excellent |  | 3 - Normal
Bombala Multi-Purpose Service | Bombala Multi-Purpose Service | Ground | 7 |  | BBA-0008 | Oil Separator Tank | 1000 | BBA-0008 |  | Kwikflo | 5/8/2005 | KCPS-1000 | 31827-6 | [7 empty] | 23/2/2022 | 2 - Normal | 2 - Medium | 1 - Excellent |  | 3 - Normal
Bombala Multi-Purpose Service | Bombala Multi-Purpose Service | Ground | 7 |  | BBA-0008 | Oil Separator Tank | 1000 | BBA-0008 |  | Kwikflo | 5/8/2005 | KCPS-1000 | 31827-6 | [7 empty] | 23/2/2022 | 2 - Normal | 2 - Medium | 1 - Excellent |  | 3 - Normal
Bombala Multi-Purpose Service | Bombala Multi-Purpose Service | Ground | 7 |  | BBA-0008 | Oil Separator Tank | 1000 | BBA-0008 |  | Kwikflo | 5/8/2005 | KCPS-1000 | 31827-6 | [7 empty] | 23/2/2022 | 2 - Normal | 2 - Medium | 1 - Excellent |  | 3 - Normal
Bombala Multi-Purpose Service | Bombala Multi-Purpose Service | Ground | 7 |  | BBA-0008 | Oil Separator Tank | 1000 | BBA-0008 |  | Kwikflo | 5/8/2005 | KCPS-1000 | 31827-6 | [7 empty] | 23/2/2022 | 2 - Normal | 2 - Medium | 1 - Excellent |  | 3 - Normal
Bombala Multi-Purpose Service | Bombala Multi-Purpose Service | Ground | 7 |  | BBA-0008 | Oil Separator Tank | 1000 | BBA-0008 |  | Kwikflo | 5/8/2005 | KCPS-1000 | 31827-6 | [7 empty] | 23/2/2022 | 2 - Normal | 2 - Medium | 1 - Excellent |  | 3 - Normal
Bombala Multi-Purpose Service | Bombala Multi-Purpose Service | Ground | 7 |  | BBA-0008 | Oil Separator Tank | 1000 | BBA-0008 |  | Kwikflo | 5/8/2005 | KCPS-1000 | 31827-6 | [7 empty] | 23/2/2022 | 2 - Normal | 2 - Medium | 1 - Excellent |  | 3 - Normal
Bombala Multi-Purpose Service | Bombala Multi-Purpose Service | Ground | 7 |  | BBA-0008 | Oil Separator Tank | 1000 | BBA-0008 |  | Kwikflo | 5/8/2005 | KCPS-1000 | 31827-6 | [7 empty] | 23/2/2022 | 2 - Normal | 2 - Medium | 1 - Excellent |  | 3 - Normal
Bombala Multi-Purpose Service | Bombala Multi-Purpose Service | Ground | 7 |  | BBA-0008 | Oil Separator Tank | 1000 | BBA-0008 |  | Kwikflo | 5/8/2005 | KCPS-1000 | 31827-6 | [7 empty] | 23/2/2022 | 2 - Normal | 2 - Medium | 1 - Excellent |  | 3 - Normal
Bombala Multi-Purpose Service | Bombala Multi-Purpose Service | Ground | 7 |  | BBA-0008 | Oil Separator Tank | 1000 | BBA-0008 |  | Kwikflo | 5/8/2005 | KCPS-1000 | 31827-6 | [7 empty] | 23/2/2022 | 2 - Normal | 2 - Medium | 1 - Excellent |  | 3 - Normal
Bombala Multi-Purpose Service | Bombala Multi-Purpose Service | Ground | 7 |  | BBA-0008 | Oil Separator Tank | 1000 | BBA-0008 |  | Kwikflo | 5/8/2005 | KCPS-1000 | 31827-6 | [7 empty] | 23/2/2022 | 2 - Normal | 2 - Medium | 1 - Excellent |  | 3 - Normal
Bombala Multi-Purpose Service | Bombala Multi-Purpose Service | Ground | 7 |  | BBA-0008 | Oil Separator Tank | 1000 | BBA-0008 |  | Kwikflo | 5/8/2005 | KCPS-1000 | 31827-6 | [7 empty] | 23/2/2022 | 2 - Normal | 2 - Medium | 1 - Excellent |  | 3 - Normal
Bombala Multi-Purpose Service | Bombala Multi-Purpose Service | Ground | 7 |  | BBA-0008 | Oil Separator Tank | 1000 | BBA-0008 |  | Kwikflo | 5/8/2005 | KCPS-1000 | 31827-6 | [7 empty] | 23/2/2022 | 2 - Normal | 2 - Medium | 1 - Excellent |  | 3 - Normal
Bombala Multi-Purpose Service | Bombala Multi-Purpose Service | Ground | 7 |  | BBA-0008 | Oil Separator Tank | 1000 | BBA-0008 |  | Kwikflo | 5/8/2005 | KCPS-1000 | 31827-6 | [7 empty] | 23/2/2022 | 2 - Normal | 2 - Medium | 1 - Excellent |  | 3 - Normal
Bombala Multi-Purpose Service | Bombala Multi-Purpose Service | Ground | 7 |  | BBA-0008 | Oil Separator Tank | 1000 | BBA-0008 |  | Kwikflo | 5/8/2005 | KCPS-1000 | 31827-6 | [7 empty] | 23/2/2022 | 2 - Normal | 2 - Medium | 1 - Excellent |  | 3 - Normal
Bombala Multi-Purpose Service | Bombala Multi-Purpose Service | Ground | 7 |  | BBA-0008 | Oil Separator Tank | 1000 | BBA-0008 |  | Kwikflo | 5/8/2005 | KCPS-1000 | 31827-6 | [7 empty] | 23/2/2022 | 2 - Normal | 2 - Medium | 1 - Excellent |  | 3 - Normal
Bombala Multi-Purpose Service | Bombala Multi-Purpose Service | Ground | 7 |  | BBA-0008 | Oil Separator Tank | 1000 | BBA-0008 |  | Kwikflo | 5/8/2005 | KCPS-1000 | 31827-6 | [7 empty] | 23/2/2022 | 2 - Normal | 2 - Medium | 1 - Excellent |  | 3 - Normal
Bombala Multi-Purpose Service | Bombala Multi-Purpose Service | Ground | 7 |  | BBA-0008 | Oil Separator Tank | 1000 | BBA-0008 |  | Kwikflo | 5/8/2005 | KCPS-1000 | 31827-6 | [7 empty] | 23/2/2022 | 2 - Normal | 2 - Medium | 1 - Excellent |  | 3 - Normal
Bombala Multi-Purpose Service | Bombala Multi-Purpose Service | Ground | 7 |  | BBA-0008 | Oil Separator Tank | 1000 | BBA-0008 |  | Kwikflo | 5/8/2005 | KCPS-1000 | 31827-6 | [7 empty] | 23/2/2022 | 2 - Normal | 2 - Medium | 1 - Excellent |  | 3 - Normal
Bombala Multi-Purpose Service | Bombala Multi-Purpose Service | Ground | 7 |  | BBA-0008 | Oil Separator Tank | 1000 | BBA-0008 |  | Kwikflo | 5/8/2005 | KCPS-1000 | 31827-6 | [7 empty] | 23/2/2022 | 2 - Normal | 2 - Medium | 1 - Excellent |  | 3 - Normal
Bombala Multi-Purpose Service | Bombala Multi-Purpose Service | Ground | 7 |  | BBA-0008 | Oil Separator Tank | 1000 | BBA-0008 |  | Kwikflo | 5/8/2005 | KCPS-1000 | 31827-6 | [7 empty] | 23/2/2022 | 2 - Normal | 2 - Medium | 1 - Excellent |  | 3 - Normal
Bombala Multi-Purpose Service | Bombala Multi-Purpose Service | Ground | 7 |  | BBA-0008 | Oil Separator Tank | 1000 | BBA-0008 |  | Kwikflo | 5/8/2005 | KCPS-1000 | 31827-6 | [7 empty] | 23/2/2022 | 2 - Normal | 2 - Medium | 1 - Excellent |  | 3 - Normal
Bombala Multi-Purpose Service | Bombala Multi-Purpose Service | Ground | 7 |  | BBA-0008 | Oil Separator Tank | 1000 | BBA-0008 |  | Kwikflo | 5/8/2005 | KCPS-1000 | 31827-6 | [7 empty] | 23/2/2022 | 2 - Normal | 2 - Medium | 1 - Excellent |  | 3 - Normal
Bombala Multi-Purpose Service | Bombala Multi-Purpose Service | Ground | 7 |  | BBA-0008 | Oil Separator Tank | 1000 | BBA-0008 |  | Kwikflo | 5/8/2005 | KCPS-1000 | 31827-6 | [7 empty] | 23/2/2022 | 2 - Normal | 2 - Medium | 1 - Excellent |  | 3 - Normal
Bombala Multi-Purpose Service | Bombala Multi-Purpose Service | Ground | 7 |  | BBA-0008 | Oil Separator Tank | 1000 | BBA-0008 |  | Kwikflo | 5/8/2005 | KCPS-1000 | 31827-6 | [7 empty] | 23/2/2022 | 2 - Normal | 2 - Medium | 1 - Excellent |  | 3 - Normal
Bombala Multi-Purpose Service | Bombala Multi-Purpose Service | Ground | 7 |  | BBA-0008 | Oil Separator Tank | 1000 | BBA-0008 |  | Kwikflo | 5/8/2005 | KCPS-1000 | 31827-6 | [7 empty] | 23/2/2022 | 2 - Normal | 2 - Medium | 1 - Excellent |  | 3 - Normal
Bombala Multi-Purpose Service | Bombala Multi-Purpose Service | Ground | 7 |  | BBA-0008 | Oil Separator Tank | 1000 | BBA-0008 |  | Kwikflo | 5/8/2005 | KCPS-1000 | 31827-6 | [7 empty] | 23/2/2022 | 2 - Normal | 2 - Medium | 1 - Excellent |  | 3 - Normal
Bombala Multi-Purpose Service | Bombala Multi-Purpose Service | Ground | 7 |  | BBA-0008 | Oil Separator Tank | 1000 | BBA-0008 |  | Kwikflo | 5/8/2005 | KCPS-1000 | 31827-6 | [7 empty] | 23/2/2022 | 2 - Normal | 2 - Medium | 1 - Excellent |  | 3 - Normal
Bombala Multi-Purpose Service | Bombala Multi-Purpose Service | Ground | 7 |  | BBA-0008 | Oil Separator Tank | 1000 | BBA-0008 |  | Kwikflo | 5/8/2005 | KCPS-1000 | 31827-6 | [7 empty] | 23/2/2022 | 2 - Normal | 2 - Medium | 1 - Excellent |  | 3 - Normal
Bombala Multi-Purpose Service | Bombala Multi-Purpose Service | Ground | 7 |  | BBA-0008 | Oil Separator Tank | 1000 | BBA-0008 |  | Kwikflo | 5/8/2005 | KCPS-1000 | 31827-6 | [7 empty] | 23/2/2022 | 2 - Normal | 2 - Medium | 1 - Excellent |  | 3 - Normal
Bombala Multi-Purpose Service | Bombala Multi-Purpose Service | Ground | 7 |  | BBA-0008 | Oil Separator Tank | 1000 | BBA-0008 |  | Kwikflo | 5/8/2005 | KCPS-1000 | 31827-6 | [7 empty] | 23/2/2022 | 2 - Normal | 2 - Medium | 1 - Excellent |  | 3 - Normal
Bombala Multi-Purpose Service | Bombala Multi-Purpose Service | Ground | 7 |  | BBA-0008 | Oil Separator Tank | 1000 | BBA-0008 |  | Kwikflo | 5/8/2005 | KCPS-1000 | 31827-6 | [7 empty] | 23/2/2022 | 2 - Normal | 2 - Medium | 1 - Excellent |  | 3 - Normal
Bombala Multi-Purpose Service | Bombala Multi-Purpose Service | Ground | 7 |  | BBA-0008 | Oil Separator Tank | 1000 | BBA-0008 |  | Kwikflo | 5/8/2005 | KCPS-1000 | 31827-6 | [7 empty] | 23/2/2022 | 2 - Normal | 2 - Medium | 1 - Excellent |  | 3 - Normal
Bombala Multi-Purpose Service | Bombala Multi-Purpose Service | Ground | 7 |  | BBA-0008 | Oil Separator Tank | 1000 | BBA-0008 |  | Kwikflo | 5/8/2005 | KCPS-1000 | 31827-6 | [7 empty] | 23/2/2022 | 2 - Normal | 2 - Medium | 1 - Excellent |  | 3 - Normal
Bombala Multi-Purpose Service | Bombala Multi-Purpose Service | Ground | 7 |  | BBA-0008 | Oil Separator Tank | 1000 | BBA-0008 |  | Kwikflo | 5/8/2005 | KCPS-1000 | 31827-6 | [7 empty] | 23/2/2022 | 2 - Normal | 2 - Medium | 1 - Excellent |  | 3 - Normal
Bombala Multi-Purpose Service | Bombala Multi-Purpose Service | Ground | 7 |  | BBA-0008 | Oil Separator Tank | 1000 | BBA-0008 |  | Kwikflo | 5/8/2005 | KCPS-1000 | 31827-6 | [7 empty] | 23/2/2022 | 2 - Normal | 2 - Medium | 1 - Excellent |  | 3 - Normal
Bombala Multi-Purpose Service | Bombala Multi-Purpose Service | Ground | 7 |  | BBA-0008 | Oil Separator Tank | 1000 | BBA-0008 |  | Kwikflo | 5/8/2005 | KCPS-1000 | 31827-6 | [7 empty] | 23/2/2022 | 2 - Normal | 2 - Medium | 1 - Excellent |  | 3 - Normal
Bombala Multi-Purpose Service | Bombala Multi-Purpose Service | Ground | 7 |  | BBA-0008 | Oil Separator Tank | 1000 | BBA-0008 |  | Kwikflo | 5/8/2005 | KCPS-1000 | 31827-6 | [7 empty] | 23/2/2022 | 2 - Normal | 2 - Medium | 1 - Excellent |  | 3 - Normal
Bombala Multi-Purpose Service | Bombala Multi-Purpose Service | Ground | 7 |  | BBA-0008 | Oil Separator Tank | 1000 | BBA-0008 |  | Kwikflo | 5/8/2005 | KCPS-1000 | 31827-6 | [7 empty] | 23/2/2022 | 2 - Normal | 2 - Medium | 1 - Excellent |  | 3 - Normal
Bombala Multi-Purpose Service | Bombala Multi-Purpose Service | Ground | 7 |  | BBA-0008 | Oil Separator Tank | 1000 | BBA-0008 |  | Kwikflo | 5/8/2005 | KCPS-1000 | 31827-6 | [7 empty] | 23/2/2022 | 2 - Normal | 2 - Medium | 1 - Excellent |  | 3 - Normal
Bombala Multi-Purpose Service | Bombala Multi-Purpose Service | Ground | 7 |  | BBA-0008 | Oil Separator Tank | 1000 | BBA-0008 |  | Kwikflo | 5/8/2005 | KCPS-1000 | 31827-6 | [7 empty] | 23/2/2022 | 2 - Normal | 2 - Medium | 1 - Excellent |  | 3 - Normal
Bombala Multi-Purpose Service | Bombala Multi-Purpose Service | Ground | 7 |  | BBA-0008 | Oil Separator Tank | 1000 | BBA-0008 |  | Kwikflo | 5/8/2005 | KCPS-1000 | 31827-6 | [7 empty] | 23/2/2022 | 2 - Normal | 2 - Medium | 1 - Excellent |  | 3 - Normal
Bombala Multi-Purpose Service | Bombala Multi-Purpose Service | Ground | 7 |  | BBA-0008 | Oil Separator Tank | 1000 | BBA-0008 |  | Kwikflo | 5/8/2005 | KCPS-1000 | 31827-6 | [7 empty] | 23/2/2022 | 2 - Normal | 2 - Medium | 1 - Excellent |  | 3 - Normal
Bombala Multi-Purpose Service | Bombala Multi-Purpose Service | Ground | 7 |  | BBA-0008 | Oil Separator Tank | 1000 | BBA-0008 |  | Kwikflo | 5/8/2005 | KCPS-1000 | 31827-6 | [7 empty] | 23/2/2022 | 2 - Normal | 2 - Medium | 1 - Excellent |  | 3 - Normal
Bombala Multi-Purpose Service | Bombala Multi-Purpose Service | Ground | 7 |  | BBA-0008 | Oil Separator Tank | 1000 | BBA-0008 |  | Kwikflo | 5/8/2005 | KCPS-1000 | 31827-6 | [7 empty] | 23/2/2022 | 2 - Normal | 2 - Medium | 1 - Excellent |  | 3 - Normal
Bombala Multi-Purpose Service | Bombala Multi-Purpose Service | Ground | 7 |  | BBA-0008 | Oil Separator Tank | 1000 | BBA-0008 |  | Kwikflo | 5/8/2005 | KCPS-1000 | 31827-6 | [7 empty] | 23/2/2022 | 2 - Normal | 2 - Medium | 1 - Excellent |  | 3 - Normal
Bombala Multi-Purpose Service | Bombala Multi-Purpose Service | Ground | 7 |  | BBA-0008 | Oil Separator Tank | 1000 | BBA-0008 |  | Kwikflo | 5/8/2005 | KCPS-1000 | 31827-6 | [7 empty] | 23/2/2022 | 2 - Normal | 2 - Medium | 1 - Excellent |  | 3 - Normal
Bombala Multi-Purpose Service | Bombala Multi-Purpose Service | Ground | 7 |  | BBA-0008 | Oil Separator Tank | 1000 | BBA-0008 |  | Kwikflo | 5/8/2005 | KCPS-1000 | 31827-6 | [7 empty] | 23/2/2022 | 2 - Normal | 2 - Medium | 1 - Excellent |  | 3 - Normal
Bombala Multi-Purpose Service | Bombala Multi-Purpose Service | Ground | 7 |  | BBA-0008 | Oil Separator Tank | 1000 | BBA-0008 |  | Kwikflo | 5/8/2005 | KCPS-1000 | 31827-6 | [7 empty] | 23/2/2022 | 2 - Normal | 2 - Medium | 1 - Excellent |  | 3 - Normal
Bombala Multi-Purpose Service | Bombala Multi-Purpose Service | Ground | 7 |  | BBA-0008 | Oil Separator Tank | 1000 | BBA-0008 |  | Kwikflo | 5/8/2005 | KCPS-1000 | 31827-6 | [7 empty] | 23/2/2022 | 2 - Normal | 2 - Medium | 1 - Excellent |  | 3 - Normal
Bombala Multi-Purpose Service | Bombala Multi-Purpose Service | Ground | 7 |  | BBA-0008 | Oil Separator Tank | 1000 | BBA-0008 |  | Kwikflo | 5/8/2005 | KCPS-1000 | 31827-6 | [7 empty] | 23/2/2022 | 2 - Normal | 2 - Medium | 1 - Excellent |  | 3 - Normal
Bombala Multi-Purpose Service | Bombala Multi-Purpose Service | Ground | 7 |  | BBA-0008 | Oil Separator Tank | 1000 | BBA-0008 |  | Kwikflo | 5/8/2005 | KCPS-1000 | 31827-6 | [7 empty] | 23/2/2022 | 2 - Normal | 2 - Medium | 1 - Excellent |  | 3 - Normal
Bombala Multi-Purpose Service | Bombala Multi-Purpose Service | Ground | 7 |  | BBA-0008 | Oil Separator Tank | 1000 | BBA-0008 |  | Kwikflo | 5/8/2005 | KCPS-1000 | 31827-6 | [7 empty] | 23/2/2022 | 2 - Normal | 2 - Medium | 1 - Excellent |  | 3 - Normal
Bombala Multi-Purpose Service | Bombala Multi-Purpose Service | Ground | 7 |  | BBA-0008 | Oil Separator Tank | 1000 | BBA-0008 |  | Kwikflo | 5/8/2005 | KCPS-1000 | 31827-6 | [7 empty] | 23/2/2022 | 2 - Normal | 2 - Medium | 1 - Excellent |  | 3 - Normal
Bombala Multi-Purpose Service | Bombala Multi-Purpose Service | Ground | 7 |  | BBA-0008 | Oil Separator Tank | 1000 | BBA-0008 |  | Kwikflo | 5/8/2005 | KCPS-1000 | 31827-6 | [7 empty] | 23/2/2022 | 2 - Normal | 2 - Medium | 1 - Excellent |  | 3 - Normal
Bombala Multi-Purpose Service | Bombala Multi-Purpose Service | Ground | 7 |  | BBA-0008 | Oil Separator Tank | 1000 | BBA-0008 |  | Kwikflo | 5/8/2005 | KCPS-1000 | 31827-6 | [7 empty] | 23/2/2022 | 2 - Normal | 2 - Medium | 1 - Excellent |  | 3 - Normal
Bombala Multi-Purpose Service | Bombala Multi-Purpose Service | Ground | 7 |  | BBA-0008 | Oil Separator Tank | 1000 | BBA-0008 |  | Kwikflo | 5/8/2005 | KCPS-1000 | 31827-6 | [7 empty] | 23/2/2022 | 2 - Normal | 2 - Medium | 1 - Excellent |  | 3 - Normal
Bombala Multi-Purpose Service | Bombala Multi-Purpose Service | Ground | 7 |  | BBA-0008 | Oil Separator Tank | 1000 | BBA-0008 |  | Kwikflo | 5/8/2005 | KCPS-1000 | 31827-6 | [7 empty] | 23/2/2022 | 2 - Normal | 2 - Medium | 1 - Excellent |  | 3 - Normal
Bombala Multi-Purpose Service | Bombala Multi-Purpose Service | Ground | 7 |  | BBA-0008 | Oil Separator Tank | 1000 | BBA-0008 |  | Kwikflo | 5/8/2005 | KCPS-1000 | 31827-6 | [7 empty] | 23/2/2022 | 2 - Normal | 2 - Medium | 1 - Excellent |  | 3 - Normal
Bombala Multi-Purpose Service | Bombala Multi-Purpose Service | Ground | 7 |  | BBA-0008 | Oil Separator Tank | 1000 | BBA-0008 |  | Kwikflo | 5/8/2005 | KCPS-1000 | 31827-6 | [7 empty] | 23/2/2022 | 2 - Normal | 2 - Medium | 1 - Excellent |  | 3 - Normal
Bombala Multi-Purpose Service | Bombala Multi-Purpose Service | Ground | 7 |  | BBA-0008 | Oil Separator Tank | 1000 | BBA-0008 |  | Kwikflo | 5/8/2005 | KCPS-1000 | 31827-6 | [7 empty] | 23/2/2022 | 2 - Normal | 2 - Medium | 1 - Excellent |  | 3 - Normal
Bombala Multi-Purpose Service | Bombala Multi-Purpose Service | Ground | 7 |  | BBA-0008 | Oil Separator Tank | 1000 | BBA-0008 |  | Kwikflo | 5/8/2005 | KCPS-1000 | 31827-6 | [7 empty] | 23/2/2022 | 2 - Normal | 2 - Medium | 1 - Excellent |  | 3 - Normal
Bombala Multi-Purpose Service | Bombala Multi-Purpose Service | Ground | 7 |  | BBA-0008 | Oil Separator Tank | 1000 | BBA-0008 |  | Kwikflo | 5/8/2005 | KCPS-1000 | 31827-6 | [7 empty] | 23/2/2022 | 2 - Normal | 2 - Medium | 1 - Excellent |  | 3 - Normal
Bombala Multi-Purpose Service | Bombala Multi-Purpose Service | Ground | 7 |  | BBA-0008 | Oil Separator Tank | 1000 | BBA-0008 |  | Kwikflo | 5/8/2005 | KCPS-1000 | 31827-6 | [7 empty] | 23/2/2022 | 2 - Normal | 2 - Medium | 1 - Excellent |  | 3 - Normal
Bombala Multi-Purpose Service | Bombala Multi-Purpose Service | Ground | 7 |  | BBA-0008 | Oil Separator Tank | 1000 | BBA-0008 |  | Kwikflo | 5/8/2005 | KCPS-1000 | 31827-6 | [7 empty] | 23/2/2022 | 2 - Normal | 2 - Medium | 1 - Excellent |  | 3 - Normal
Bombala Multi-Purpose Service | Bombala Multi-Purpose Service | Ground | 7 |  | BBA-0008 | Oil Separator Tank | 1000 | BBA-0008 |  | Kwikflo | 5/8/2005 | KCPS-1000 | 31827-6 | [7 empty] | 23/2/2022 | 2 - Normal | 2 - Medium | 1 - Excellent |  | 3 - Normal
Bombala Multi-Purpose Service | Bombala Multi-Purpose Service | Ground | 7 |  | BBA-0008 | Oil Separator Tank | 1000 | BBA-0008 |  | Kwikflo | 5/8/2005 | KCPS-1000 | 31827-6 | [7 empty] | 23/2/2022 | 2 - Normal | 2 - Medium | 1 - Excellent |  | 3 - Normal
Bombala Multi-Purpose Service | Bombala Multi-Purpose Service | Ground | 7 |  | BBA-0008 | Oil Separator Tank | 1000 | BBA-0008 |  | Kwikflo | 5/8/2005 | KCPS-1000 | 31827-6 | [7 empty] | 23/2/2022 | 2 - Normal | 2 - Medium | 1 - Excellent |  | 3 - Normal
Bombala Multi-Purpose Service | Bombala Multi-Purpose Service | Ground | 7 |  | BBA-0008 | Oil Separator Tank | 1000 | BBA-0008 |  | Kwikflo | 5/8/2005 | KCPS-1000 | 31827-6 | [7 empty] | 23/2/2022 | 2 - Normal | 2 - Medium | 1 - Excellent |  | 3 - Normal
Bombala Multi-Purpose Service | Bombala Multi-Purpose Service | Ground | 7 |  | BBA-0008 | Oil Separator Tank | 1000 | BBA-0008 |  | Kwikflo | 5/8/2005 | KCPS-1000 | 31827-6 | [7 empty] | 23/2/2022 | 2 - Normal | 2 - Medium | 1 - Excellent |  | 3 - Normal
Bombala Multi-Purpose Service | Bombala Multi-Purpose Service | Ground | 7 |  | BBA-0008 | Oil Separator Tank | 1000 | BBA-0008 |  | Kwikflo | 5/8/2005 | KCPS-1000 | 31827-6 | [7 empty] | 23/2/2022 | 2 - Normal | 2 - Medium | 1 - Excellent |  | 3 - Normal
Bombala Multi-Purpose Service | Bombala Multi-Purpose Service | Ground | 7 |  | BBA-0008 | Oil Separator Tank | 1000 | BBA-0008 |  | Kwikflo | 5/8/2005 | KCPS-1000 | 31827-6 | [7 empty] | 23/2/2022 | 2 - Normal | 2 - Medium | 1 - Excellent |  | 3 - Normal
Bombala Multi-Purpose Service | Bombala Multi-Purpose Service | Ground | 7 |  | BBA-0008 | Oil Separator Tank | 1000 | BBA-0008 |  | Kwikflo | 5/8/2005 | KCPS-1000 | 31827-6 | [7 empty] | 23/2/2022 | 2 - Normal | 2 - Medium | 1 - Excellent |  | 3 - Normal
Bombala Multi-Purpose Service | Bombala Multi-Purpose Service | Ground | 7 |  | BBA-0008 | Oil Separator Tank | 1000 | BBA-0008 |  | Kwikflo | 5/8/2005 | KCPS-1000 | 31827-6 | [7 empty] | 23/2/2022 | 2 - Normal | 2 - Medium | 1 - Excellent |  | 3 - Normal
Bombala Multi-Purpose Service | Bombala Multi-Purpose Service | Ground | 7 |  | BBA-0008 | Oil Separator Tank | 1000 | BBA-0008 |  | Kwikflo | 5/8/2005 | KCPS-1000 | 31827-6 | [7 empty] | 23/2/2022 | 2 - Normal | 2 - Medium | 1 - Excellent |  | 3 - Normal
Bombala Multi-Purpose Service | Bombala Multi-Purpose Service | Ground | 7 |  | BBA-0008 | Oil Separator Tank | 1000 | BBA-0008 |  | Kwikflo | 5/8/2005 | KCPS-1000 | 31827-6 | [7 empty] | 23/2/2022 | 2 - Normal | 2 - Medium | 1 - Excellent |  | 3 - Normal
Bombala Multi-Purpose Service | Bombala Multi-Purpose Service | Ground | 7 |  | BBA-0008 | Oil Separator Tank | 1000 | BBA-0008 |  | Kwikflo | 5/8/2005 | KCPS-1000 | 31827-6 | [7 empty] | 23/2/2022 | 2 - Normal | 2 - Medium | 1 - Excellent |  | 3 - Normal
Bombala Multi-Purpose Service | Bombala Multi-Purpose Service | Ground | 7 |  | BBA-0008 | Oil Separator Tank | 1000 | BBA-0008 |  | Kwikflo | 5/8/2005 | KCPS-1000 | 31827-6 | [7 empty] | 23/2/2022 | 2 - Normal | 2 - Medium | 1 - Excellent |  | 3 - Normal
Bombala Multi-Purpose Service | Bombala Multi-Purpose Service | Ground | 7 |  | BBA-0008 | Oil Separator Tank | 1000 | BBA-0008 |  | Kwikflo | 5/8/2005 | KCPS-1000 | 31827-6 | [7 empty] | 23/2/2022 | 2 - Normal | 2 - Medium | 1 - Excellent |  | 3 - Normal
Bombala Multi-Purpose Service | Bombala Multi-Purpose Service | Ground | 7 |  | BBA-0008 | Oil Separator Tank | 1000 | BBA-0008 |  | Kwikflo | 5/8/2005 | KCPS-1000 | 31827-6 | [7 empty] | 23/2/2022 | 2 - Normal | 2 - Medium | 1 - Excellent |  | 3 - Normal
Bombala Multi-Purpose Service | Bombala Multi-Purpose Service | Ground | 7 |  | BBA-0008 | Oil Separator Tank | 1000 | BBA-0008 |  | Kwikflo | 5/8/2005 | KCPS-1000 | 31827-6 | [7 empty] | 23/2/2022 | 2 - Normal | 2 - Medium | 1 - Excellent |  | 3 - Normal
Bombala Multi-Purpose Service | Bombala Multi-Purpose Service | Ground | 7 |  | BBA-0008 | Oil Separator Tank | 1000 | BBA-0008 |  | Kwikflo | 5/8/2005 | KCPS-1000 | 31827-6 | [7 empty] | 23/2/2022 | 2 - Normal | 2 - Medium | 1 - Excellent |  | 3 - Normal
Bombala Multi-Purpose Service | Bombala Multi-Purpose Service | Ground | 7 |  | BBA-0008 | Oil Separator Tank | 1000 | BBA-0008 |  | Kwikflo | 5/8/2005 | KCPS-1000 | 31827-6 | [7 empty] | 23/2/2022 | 2 - Normal | 2 - Medium | 1 - Excellent |  | 3 - Normal
Bombala Multi-Purpose Service | Bombala Multi-Purpose Service | Ground | 7 |  | BBA-0008 | Oil Separator Tank | 1000 | BBA-0008 |  | Kwikflo | 5/8/2005 | KCPS-1000 | 31827-6 | [7 empty] | 23/2/2022 | 2 - Normal | 2 - Medium | 1 - Excellent |  | 3 - Normal
Bombala Multi-Purpose Service | Bombala Multi-Purpose Service | Ground | 7 |  | BBA-0008 | Oil Separator Tank | 1000 | BBA-0008 |  | Kwikflo | 5/8/2005 | KCPS-1000 | 31827-6 | [7 empty] | 23/2/2022 | 2 - Normal | 2 - Medium | 1 - Excellent |  | 3 - Normal
Bombala Multi-Purpose Service | Bombala Multi-Purpose Service | Ground | 7 |  | BBA-0008 | Oil Separator Tank | 1000 | BBA-0008 |  | Kwikflo | 5/8/2005 | KCPS-1000 | 31827-6 | [7 empty] | 23/2/2022 | 2 - Normal | 2 - Medium | 1 - Excellent |  | 3 - Normal
Bombala Multi-Purpose Service | Bombala Multi-Purpose Service | Ground | 7 |  | BBA-0008 | Oil Separator Tank | 1000 | BBA-0008 |  | Kwikflo | 5/8/2005 | KCPS-1000 | 31827-6 | [7 empty] | 23/2/2022 | 2 - Normal | 2 - Medium | 1 - Excellent |  | 3 - Normal
Bombala Multi-Purpose Service | Bombala Multi-Purpose Service | Ground | 7 |  | BBA-0008 | Oil Separator Tank | 1000 | BBA-0008 |  | Kwikflo | 5/8/2005 | KCPS-1000 | 31827-6 | [7 empty] | 23/2/2022 | 2 - Normal | 2 - Medium | 1 - Excellent |  | 3 - Normal
Bombala Multi-Purpose Service | Bombala Multi-Purpose Service | Ground | 7 |  | BBA-0008 | Oil Separator Tank | 1000 | BBA-0008 |  | Kwikflo | 5/8/2005 | KCPS-1000 | 31827-6 | [7 empty] | 23/2/2022 | 2 - Normal | 2 - Medium | 1 - Excellent |  | 3 - Normal
Bombala Multi-Purpose Service | Bombala Multi-Purpose Service | Ground | 7 |  | BBA-0008 | Oil Separator Tank | 1000 | BBA-0008 |  | Kwikflo | 5/8/2005 | KCPS-1000 | 31827-6 | [7 empty] | 23/2/2022 | 2 - Normal | 2 - Medium | 1 - Excellent |  | 3 - Normal
Bombala Multi-Purpose Service | Bombala Multi-Purpose Service | Ground | 7 |  | BBA-0008 | Oil Separator Tank | 1000 | BBA-0008 |  | Kwikflo | 5/8/2005 | KCPS-1000 | 31827-6 | [7 empty] | 23/2/2022 | 2 - Normal | 2 - Medium | 1 - Excellent |  | 3 - Normal
Bombala Multi-Purpose Service | Bombala Multi-Purpose Service | Ground | 7 |  | BBA-0008 | Oil Separator Tank | 1000 | BBA-0008 |  | Kwikflo | 5/8/2005 | KCPS-1000 | 31827-6 | [7 empty] | 23/2/2022 | 2 - Normal | 2 - Medium | 1 - Excellent |  | 3 - Normal
Bombala Multi-Purpose Service | Bombala Multi-Purpose Service | Ground | 7 |  | BBA-0008 | Oil Separator Tank | 1000 | BBA-0008 |  | Kwikflo | 5/8/2005 | KCPS-1000 | 31827-6 | [7 empty] | 23/2/2022 | 2 - Normal | 2 - Medium | 1 - Excellent |  | 3 - Normal
Bombala Multi-Purpose Service | Bombala Multi-Purpose Service | Ground | 7 |  | BBA-0008 | Oil Separator Tank | 1000 | BBA-0008 |  | Kwikflo | 5/8/2005 | KCPS-1000 | 31827-6 | [7 empty] | 23/2/2022 | 2 - Normal | 2 - Medium | 1 - Excellent |  | 3 - Normal
Bombala Multi-Purpose Service | Bombala Multi-Purpose Service | Ground | 7 |  | BBA-0008 | Oil Separator Tank | 1000 | BBA-0008 |  | Kwikflo | 5/8/2005 | KCPS-1000 | 31827-6 | [7 empty] | 23/2/2022 | 2 - Normal | 2 - Medium | 1 - Excellent |  | 3 - Normal
Bombala Multi-Purpose Service | Bombala Multi-Purpose Service | Ground | 7 |  | BBA-0008 | Oil Separator Tank | 1000 | BBA-0008 |  | Kwikflo | 5/8/2005 | KCPS-1000 | 31827-6 | [7 empty] | 23/2/2022 | 2 - Normal | 2 - Medium | 1 - Excellent |  | 3 - Normal
Bombala Multi-Purpose Service | Bombala Multi-Purpose Service | Ground | 7 |  | BBA-0008 | Oil Separator Tank | 1000 | BBA-0008 |  | Kwikflo | 5/8/2005 | KCPS-1000 | 31827-6 | [7 empty] | 23/2/2022 | 2 - Normal | 2 - Medium | 1 - Excellent |  | 3 - Normal
Bombala Multi-Purpose Service | Bombala Multi-Purpose Service | Ground | 7 |  | BBA-0008 | Oil Separator Tank | 1000 | BBA-0008 |  | Kwikflo | 5/8/2005 | KCPS-1000 | 31827-6 | [7 empty] | 23/2/2022 | 2 - Normal | 2 - Medium | 1 - Excellent |  | 3 - Normal
Bombala Multi-Purpose Service | Bombala Multi-Purpose Service | Ground | 7 |  | BBA-0008 | Oil Separator Tank | 1000 | BBA-0008 |  | Kwikflo | 5/8/2005 | KCPS-1000 | 31827-6 | [7 empty] | 23/2/2022 | 2 - Normal | 2 - Medium | 1 - Excellent |  | 3 - Normal
Bombala Multi-Purpose Service | Bombala Multi-Purpose Service | Ground | 7 |  | BBA-0008 | Oil Separator Tank | 1000 | BBA-0008 |  | Kwikflo | 5/8/2005 | KCPS-1000 | 31827-6 | [7 empty] | 23/2/2022 | 2 - Normal | 2 - Medium | 1 - Excellent |  | 3 - Normal
Bombala Multi-Purpose Service | Bombala Multi-Purpose Service | Ground | 7 |  | BBA-0008 | Oil Separator Tank | 1000 | BBA-0008 |  | Kwikflo | 5/8/2005 | KCPS-1000 | 31827-6 | [7 empty] | 23/2/2022 | 2 - Normal | 2 - Medium | 1 - Excellent |  | 3 - Normal
Bombala Multi-Purpose Service | Bombala Multi-Purpose Service | Ground | 7 |  | BBA-0008 | Oil Separator Tank | 1000 | BBA-0008 |  | Kwikflo | 5/8/2005 | KCPS-1000 | 31827-6 | [7 empty] | 23/2/2022 | 2 - Normal | 2 - Medium | 1 - Excellent |  | 3 - Normal
Bombala Multi-Purpose Service | Bombala Multi-Purpose Service | Ground | 7 |  | BBA-0008 | Oil Separator Tank | 1000 | BBA-0008 |  | Kwikflo | 5/8/2005 | KCPS-1000 | 31827-6 | [7 empty] | 23/2/2022 | 2 - Normal | 2 - Medium | 1 - Excellent |  | 3 - Normal
Bombala Multi-Purpose Service | Bombala Multi-Purpose Service | Ground | 7 |  | BBA-0008 | Oil Separator Tank | 1000 | BBA-0008 |  | Kwikflo | 5/8/2005 | KCPS-1000 | 31827-6 | [7 empty] | 23/2/2022 | 2 - Normal | 2 - Medium | 1 - Excellent |  | 3 - Normal
Bombala Multi-Purpose Service | Bombala Multi-Purpose Service | Ground | 7 |  | BBA-0008 | Oil Separator Tank | 1000 | BBA-0008 |  | Kwikflo | 5/8/2005 | KCPS-1000 | 31827-6 | [7 empty] | 23/2/2022 | 2 - Normal | 2 - Medium | 1 - Excellent |  | 3 - Normal
Bombala Multi-Purpose Service | Bombala Multi-Purpose Service | Ground | 7 |  | BBA-0008 | Oil Separator Tank | 1000 | BBA-0008 |  | Kwikflo | 5/8/2005 | KCPS-1000 | 31827-6 | [7 empty] | 23/2/2022 | 2 - Normal | 2 - Medium | 1 - Excellent |  | 3 - Normal
Bombala Multi-Purpose Service | Bombala Multi-Purpose Service | Ground | 7 |  | BBA-0008 | Oil Separator Tank | 1000 | BBA-0008 |  | Kwikflo | 5/8/2005 | KCPS-1000 | 31827-6 | [7 empty] | 23/2/2022 | 2 - Normal | 2 - Medium | 1 - Excellent |  | 3 - Normal
Bombala Multi-Purpose Service | Bombala Multi-Purpose Service | Ground | 7 |  | BBA-0008 | Oil Separator Tank | 1000 | BBA-0008 |  | Kwikflo | 5/8/2005 | KCPS-1000 | 31827-6 | [7 empty] | 23/2/2022 | 2 - Normal | 2 - Medium | 1 - Excellent |  | 3 - Normal
Bombala Multi-Purpose Service | Bombala Multi-Purpose Service | Ground | 7 |  | BBA-0008 | Oil Separator Tank | 1000 | BBA-0008 |  | Kwikflo | 5/8/2005 | KCPS-1000 | 31827-6 | [7 empty] | 23/2/2022 | 2 - Normal | 2 - Medium | 1 - Excellent |  | 3 - Normal
Bombala Multi-Purpose Service | Bombala Multi-Purpose Service | Ground | 7 |  | BBA-0008 | Oil Separator Tank | 1000 | BBA-0008 |  | Kwikflo | 5/8/2005 | KCPS-1000 | 31827-6 | [7 empty] | 23/2/2022 | 2 - Normal | 2 - Medium | 1 - Excellent |  | 3 - Normal
Bombala Multi-Purpose Service | Bombala Multi-Purpose Service | Ground | 7 |  | BBA-0008 | Oil Separator Tank | 1000 | BBA-0008 |  | Kwikflo | 5/8/2005 | KCPS-1000 | 31827-6 | [7 empty] | 23/2/2022 | 2 - Normal | 2 - Medium | 1 - Excellent |  | 3 - Normal
Bombala Multi-Purpose Service | Bombala Multi-Purpose Service | Ground | 7 |  | BBA-0008 | Oil Separator Tank | 1000 | BBA-0008 |  | Kwikflo | 5/8/2005 | KCPS-1000 | 31827-6 | [7 empty] | 23/2/2022 | 2 - Normal | 2 - Medium | 1 - Excellent |  | 3 - Normal
Bombala Multi-Purpose Service | Bombala Multi-Purpose Service | Ground | 7 |  | BBA-0008 | Oil Separator Tank | 1000 | BBA-0008 |  | Kwikflo | 5/8/2005 | KCPS-1000 | 31827-6 | [7 empty] | 23/2/2022 | 2 - Normal | 2 - Medium | 1 - Excellent |  | 3 - Normal
Bombala Multi-Purpose Service | Bombala Multi-Purpose Service | Ground | 7 |  | BBA-0008 | Oil Separator Tank | 1000 | BBA-0008 |  | Kwikflo | 5/8/2005 | KCPS-1000 | 31827-6 | [7 empty] | 23/2/2022 | 2 - Normal | 2 - Medium | 1 - Excellent |  | 3 - Normal
Bombala Multi-Purpose Service | Bombala Multi-Purpose Service | Ground | 7 |  | BBA-0008 | Oil Separator Tank | 1000 | BBA-0008 |  | Kwikflo | 5/8/2005 | KCPS-1000 | 31827-6 | [7 empty] | 23/2/2022 | 2 - Normal | 2 - Medium | 1 - Excellent |  | 3 - Normal
Bombala Multi-Purpose Service | Bombala Multi-Purpose Service | Ground | 7 |  | BBA-0008 | Oil Separator Tank | 1000 | BBA-0008 |  | Kwikflo | 5/8/2005 | KCPS-1000 | 31827-6 | [7 empty] | 23/2/2022 | 2 - Normal | 2 - Medium | 1 - Excellent |  | 3 - Normal
Bombala Multi-Purpose Service | Bombala Multi-Purpose Service | Ground | 7 |  | BBA-0008 | Oil Separator Tank | 1000 | BBA-0008 |  | Kwikflo | 5/8/2005 | KCPS-1000 | 31827-6 | [7 empty] | 23/2/2022 | 2 - Normal | 2 - Medium | 1 - Excellent |  | 3 - Normal
Bombala Multi-Purpose Service | Bombala Multi-Purpose Service | Ground | 7 |  | BBA-0008 | Oil Separator Tank | 1000 | BBA-0008 |  | Kwikflo | 5/8/2005 | KCPS-1000 | 31827-6 | [7 empty] | 23/2/2022 | 2 - Normal | 2 - Medium | 1 - Excellent |  | 3 - Normal
Bombala Multi-Purpose Service | Bombala Multi-Purpose Service | Ground | 7 |  | BBA-0008 | Oil Separator Tank | 1000 | BBA-0008 |  | Kwikflo | 5/8/2005 | KCPS-1000 | 31827-6 | [7 empty] | 23/2/2022 | 2 - Normal | 2 - Medium | 1 - Excellent |  | 3 - Normal
Bombala Multi-Purpose Service | Bombala Multi-Purpose Service | Ground | 7 |  | BBA-0008 | Oil Separator Tank | 1000 | BBA-0008 |  | Kwikflo | 5/8/2005 | KCPS-1000 | 31827-6 | [7 empty] | 23/2/2022 | 2 - Normal | 2 - Medium | 1 - Excellent |  | 3 - Normal
Bombala Multi-Purpose Service | Bombala Multi-Purpose Service | Ground | 7 |  | BBA-0008 | Oil Separator Tank | 1000 | BBA-0008 |  | Kwikflo | 5/8/2005 | KCPS-1000 | 31827-6 | [7 empty] | 23/2/2022 | 2 - Normal | 2 - Medium | 1 - Excellent |  | 3 - Normal
Bombala Multi-Purpose Service | Bombala Multi-Purpose Service | Ground | 7 |  | BBA-0008 | Oil Separator Tank | 1000 | BBA-0008 |  | Kwikflo | 5/8/2005 | KCPS-1000 | 31827-6 | [7 empty] | 23/2/2022 | 2 - Normal | 2 - Medium | 1 - Excellent |  | 3 - Normal
Bombala Multi-Purpose Service | Bombala Multi-Purpose Service | Ground | 7 |  | BBA-0008 | Oil Separator Tank | 1000 | BBA-0008 |  | Kwikflo | 5/8/2005 | KCPS-1000 | 31827-6 | [7 empty] | 23/2/2022 | 2 - Normal | 2 - Medium | 1 - Excellent |  | 3 - Normal
Bombala Multi-Purpose Service | Bombala Multi-Purpose Service | Ground | 7 |  | BBA-0008 | Oil Separator Tank | 1000 | BBA-0008 |  | Kwikflo | 5/8/2005 | KCPS-1000 | 31827-6 | [7 empty] | 23/2/2022 | 2 - Normal | 2 - Medium | 1 - Excellent |  | 3 - Normal
Bombala Multi-Purpose Service | Bombala Multi-Purpose Service | Ground | 7 |  | BBA-0008 | Oil Separator Tank | 1000 | BBA-0008 |  | Kwikflo | 5/8/2005 | KCPS-1000 | 31827-6 | [7 empty] | 23/2/2022 | 2 - Normal | 2 - Medium | 1 - Excellent |  | 3 - Normal
Bombala Multi-Purpose Service | Bombala Multi-Purpose Service | Ground | 7 |  | BBA-0008 | Oil Separator Tank | 1000 | BBA-0008 |  | Kwikflo | 5/8/2005 | KCPS-1000 | 31827-6 | [7 empty] | 23/2/2022 | 2 - Normal | 2 - Medium | 1 - Excellent |  | 3 - Normal
Bombala Multi-Purpose Service | Bombala Multi-Purpose Service | Ground | 7 |  | BBA-0008 | Oil Separator Tank | 1000 | BBA-0008 |  | Kwikflo | 5/8/2005 | KCPS-1000 | 31827-6 | [7 empty] | 23/2/2022 | 2 - Normal | 2 - Medium | 1 - Excellent |  | 3 - Normal
Bombala Multi-Purpose Service | Bombala Multi-Purpose Service | Ground | 7 |  | BBA-0008 | Oil Separator Tank | 1000 | BBA-0008 |  | Kwikflo | 5/8/2005 | KCPS-1000 | 31827-6 | [7 empty] | 23/2/2022 | 2 - Normal | 2 - Medium | 1 - Excellent |  | 3 - Normal
Bombala Multi-Purpose Service | Bombala Multi-Purpose Service | Ground | 7 |  | BBA-0008 | Oil Separator Tank | 1000 | BBA-0008 |  | Kwikflo | 5/8/2005 | KCPS-1000 | 31827-6 | [7 empty] | 23/2/2022 | 2 - Normal | 2 - Medium | 1 - Excellent |  | 3 - Normal
Bombala Multi-Purpose Service | Bombala Multi-Purpose Service | Ground | 7 |  | BBA-0008 | Oil Separator Tank | 1000 | BBA-0008 |  | Kwikflo | 5/8/2005 | KCPS-1000 | 31827-6 | [7 empty] | 23/2/2022 | 2 - Normal | 2 - Medium | 1 - Excellent |  | 3 - Normal
Bombala Multi-Purpose Service | Bombala Multi-Purpose Service | Ground | 7 |  | BBA-0008 | Oil Separator Tank | 1000 | BBA-0008 |  | Kwikflo | 5/8/2005 | KCPS-1000 | 31827-6 | [7 empty] | 23/2/2022 | 2 - Normal | 2 - Medium | 1 - Excellent |  | 3 - Normal
Bombala Multi-Purpose Service | Bombala Multi-Purpose Service | Ground | 7 |  | BBA-0008 | Oil Separator Tank | 1000 | BBA-0008 |  | Kwikflo | 5/8/2005 | KCPS-1000 | 31827-6 | [7 empty] | 23/2/2022 | 2 - Normal | 2 - Medium | 1 - Excellent |  | 3 - Normal
Bombala Multi-Purpose Service | Bombala Multi-Purpose Service | Ground | 7 |  | BBA-0008 | Oil Separator Tank | 1000 | BBA-0008 |  | Kwikflo | 5/8/2005 | KCPS-1000 | 31827-6 | [7 empty] | 23/2/2022 | 2 - Normal | 2 - Medium | 1 - Excellent |  | 3 - Normal
Bombala Multi-Purpose Service | Bombala Multi-Purpose Service | Ground | 7 |  | BBA-0008 | Oil Separator Tank | 1000 | BBA-0008 |  | Kwikflo | 5/8/2005 | KCPS-1000 | 31827-6 | [7 empty] | 23/2/2022 | 2 - Normal | 2 - Medium | 1 - Excellent |  | 3 - Normal
Bombala Multi-Purpose Service | Bombala Multi-Purpose Service | Ground | 7 |  | BBA-0008 | Oil Separator Tank | 1000 | BBA-0008 |  | Kwikflo | 5/8/2005 | KCPS-1000 | 31827-6 | [7 empty] | 23/2/2022 | 2 - Normal | 2 - Medium | 1 - Excellent |  | 3 - Normal
Bombala Multi-Purpose Service | Bombala Multi-Purpose Service | Ground | 7 |  | BBA-0008 | Oil Separator Tank | 1000 | BBA-0008 |  | Kwikflo | 5/8/2005 | KCPS-1000 | 31827-6 | [7 empty] | 23/2/2022 | 2 - Normal | 2 - Medium | 1 - Excellent |  | 3 - Normal
Bombala Multi-Purpose Service | Bombala Multi-Purpose Service | Ground | 7 |  | BBA-0008 | Oil Separator Tank | 1000 | BBA-0008 |  | Kwikflo | 5/8/2005 | KCPS-1000 | 31827-6 | [7 empty] | 23/2/2022 | 2 - Normal | 2 - Medium | 1 - Excellent |  | 3 - Normal
Bombala Multi-Purpose Service | Bombala Multi-Purpose Service | Ground | 7 |  | BBA-0008 | Oil Separator Tank | 1000 | BBA-0008 |  | Kwikflo | 5/8/2005 | KCPS-1000 | 31827-6 | [7 empty] | 23/2/2022 | 2 - Normal | 2 - Medium | 1 - Excellent |  | 3 - Normal
Bombala Multi-Purpose Service | Bombala Multi-Purpose Service | Ground | 7 |  | BBA-0008 | Oil Separator Tank | 1000 | BBA-0008 |  | Kwikflo | 5/8/2005 | KCPS-1000 | 31827-6 | [7 empty] | 23/2/2022 | 2 - Normal | 2 - Medium | 1 - Excellent |  | 3 - Normal
Bombala Multi-Purpose Service | Bombala Multi-Purpose Service | Ground | 7 |  | BBA-0008 | Oil Separator Tank | 1000 | BBA-0008 |  | Kwikflo | 5/8/2005 | KCPS-1000 | 31827-6 | [7 empty] | 23/2/2022 | 2 - Normal | 2 - Medium | 1 - Excellent |  | 3 - Normal
Bombala Multi-Purpose Service | Bombala Multi-Purpose Service | Ground | 7 |  | BBA-0008 | Oil Separator Tank | 1000 | BBA-0008 |  | Kwikflo | 5/8/2005 | KCPS-1000 | 31827-6 | [7 empty] | 23/2/2022 | 2 - Normal | 2 - Medium | 1 - Excellent |  | 3 - Normal
Bombala Multi-Purpose Service | Bombala Multi-Purpose Service | Ground | 7 |  | BBA-0008 | Oil Separator Tank | 1000 | BBA-0008 |  | Kwikflo | 5/8/2005 | KCPS-1000 | 31827-6 | [7 empty] | 23/2/2022 | 2 - Normal | 2 - Medium | 1 - Excellent |  | 3 - Normal
Bombala Multi-Purpose Service | Bombala Multi-Purpose Service | Ground | 7 |  | BBA-0008 | Oil Separator Tank | 1000 | BBA-0008 |  | Kwikflo | 5/8/2005 | KCPS-1000 | 31827-6 | [7 empty] | 23/2/2022 | 2 - Normal | 2 - Medium | 1 - Excellent |  | 3 - Normal
Bombala Multi-Purpose Service | Bombala Multi-Purpose Service | Ground | 7 |  | BBA-0008 | Oil Separator Tank | 1000 | BBA-0008 |  | Kwikflo | 5/8/2005 | KCPS-1000 | 31827-6 | [7 empty] | 23/2/2022 | 2 - Normal | 2 - Medium | 1 - Excellent |  | 3 - Normal
Bombala Multi-Purpose Service | Bombala Multi-Purpose Service | Ground | 7 |  | BBA-0008 | Oil Separator Tank | 1000 | BBA-0008 |  | Kwikflo | 5/8/2005 | KCPS-1000 | 31827-6 | [7 empty] | 23/2/2022 | 2 - Normal | 2 - Medium | 1 - Excellent |  | 3 - Normal
Bombala Multi-Purpose Service | Bombala Multi-Purpose Service | Ground | 7 |  | BBA-0008 | Oil Separator Tank | 1000 | BBA-0008 |  | Kwikflo | 5/8/2005 | KCPS-1000 | 31827-6 | [7 empty] | 23/2/2022 | 2 - Normal | 2 - Medium | 1 - Excellent |  | 3 - Normal
Bombala Multi-Purpose Service | Bombala Multi-Purpose Service | Ground | 7 |  | BBA-0008 | Oil Separator Tank | 1000 | BBA-0008 |  | Kwikflo | 5/8/2005 | KCPS-1000 | 31827-6 | [7 empty] | 23/2/2022 | 2 - Normal | 2 - Medium | 1 - Excellent |  | 3 - Normal
Bombala Multi-Purpose Service | Bombala Multi-Purpose Service | Ground | 7 |  | BBA-0008 | Oil Separator Tank | 1000 | BBA-0008 |  | Kwikflo | 5/8/2005 | KCPS-1000 | 31827-6 | [7 empty] | 23/2/2022 | 2 - Normal | 2 - Medium | 1 - Excellent |  | 3 - Normal
Bombala Multi-Purpose Service | Bombala Multi-Purpose Service | Ground | 7 |  | BBA-0008 | Oil Separator Tank | 1000 | BBA-0008 |  | Kwikflo | 5/8/2005 | KCPS-1000 | 31827-6 | [7 empty] | 23/2/2022 | 2 - Normal | 2 - Medium | 1 - Excellent |  | 3 - Normal
Bombala Multi-Purpose Service | Bombala Multi-Purpose Service | Ground | 7 |  | BBA-0008 | Oil Separator Tank | 1000 | BBA-0008 |  | Kwikflo | 5/8/2005 | KCPS-1000 | 31827-6 | [7 empty] | 23/2/2022 | 2 - Normal | 2 - Medium | 1 - Excellent |  | 3 - Normal
Bombala Multi-Purpose Service | Bombala Multi-Purpose Service | Ground | 7 |  | BBA-0008 | Oil Separator Tank | 1000 | BBA-0008 |  | Kwikflo | 5/8/2005 | KCPS-1000 | 31827-6 | [7 empty] | 23/2/2022 | 2 - Normal | 2 - Medium | 1 - Excellent |  | 3 - Normal
Bombala Multi-Purpose Service | Bombala Multi-Purpose Service | Ground | 7 |  | BBA-0008 | Oil Separator Tank | 1000 | BBA-0008 |  | Kwikflo | 5/8/2005 | KCPS-1000 | 31827-6 | [7 empty] | 23/2/2022 | 2 - Normal | 2 - Medium | 1 - Excellent |  | 3 - Normal
Bombala Multi-Purpose Service | Bombala Multi-Purpose Service | Ground | 7 |  | BBA-0008 | Oil Separator Tank | 1000 | BBA-0008 |  | Kwikflo | 5/8/2005 | KCPS-1000 | 31827-6 | [7 empty] | 23/2/2022 | 2 - Normal | 2 - Medium | 1 - Excellent |  | 3 - Normal
Bombala Multi-Purpose Service | Bombala Multi-Purpose Service | Ground | 7 |  | BBA-0008 | Oil Separator Tank | 1000 | BBA-0008 |  | Kwikflo | 5/8/2005 | KCPS-1000 | 31827-6 | [7 empty] | 23/2/2022 | 2 - Normal | 2 - Medium | 1 - Excellent |  | 3 - Normal
Bombala Multi-Purpose Service | Bombala Multi-Purpose Service | Ground | 7 |  | BBA-0008 | Oil Separator Tank | 1000 | BBA-0008 |  | Kwikflo | 5/8/2005 | KCPS-1000 | 31827-6 | [7 empty] | 23/2/2022 | 2 - Normal | 2 - Medium | 1 - Excellent |  | 3 - Normal
Bombala Multi-Purpose Service | Bombala Multi-Purpose Service | Ground | 7 |  | BBA-0008 | Oil Separator Tank | 1000 | BBA-0008 |  | Kwikflo | 5/8/2005 | KCPS-1000 | 31827-6 | [7 empty] | 23/2/2022 | 2 - Normal | 2 - Medium | 1 - Excellent |  | 3 - Normal
Bombala Multi-Purpose Service | Bombala Multi-Purpose Service | Ground | 7 |  | BBA-0008 | Oil Separator Tank | 1000 | BBA-0008 |  | Kwikflo | 5/8/2005 | KCPS-1000 | 31827-6 | [7 empty] | 23/2/2022 | 2 - Normal | 2 - Medium | 1 - Excellent |  | 3 - Normal
Bombala Multi-Purpose Service | Bombala Multi-Purpose Service | Ground | 7 |  | BBA-0008 | Oil Separator Tank | 1000 | BBA-0008 |  | Kwikflo | 5/8/2005 | KCPS-1000 | 31827-6 | [7 empty] | 23/2/2022 | 2 - Normal | 2 - Medium | 1 - Excellent |  | 3 - Normal
Bombala Multi-Purpose Service | Bombala Multi-Purpose Service | Ground | 7 |  | BBA-0008 | Oil Separator Tank | 1000 | BBA-0008 |  | Kwikflo | 5/8/2005 | KCPS-1000 | 31827-6 | [7 empty] | 23/2/2022 | 2 - Normal | 2 - Medium | 1 - Excellent |  | 3 - Normal
Bombala Multi-Purpose Service | Bombala Multi-Purpose Service | Ground | 7 |  | BBA-0008 | Oil Separator Tank | 1000 | BBA-0008 |  | Kwikflo | 5/8/2005 | KCPS-1000 | 31827-6 | [7 empty] | 23/2/2022 | 2 - Normal | 2 - Medium | 1 - Excellent |  | 3 - Normal
Bombala Multi-Purpose Service | Bombala Multi-Purpose Service | Ground | 7 |  | BBA-0008 | Oil Separator Tank | 1000 | BBA-0008 |  | Kwikflo | 5/8/2005 | KCPS-1000 | 31827-6 | [7 empty] | 23/2/2022 | 2 - Normal | 2 - Medium | 1 - Excellent |  | 3 - Normal
Bombala Multi-Purpose Service | Bombala Multi-Purpose Service | Ground | 7 |  | BBA-0008 | Oil Separator Tank | 1000 | BBA-0008 |  | Kwikflo | 5/8/2005 | KCPS-1000 | 31827-6 | [7 empty] | 23/2/2022 | 2 - Normal | 2 - Medium | 1 - Excellent |  | 3 - Normal
Bombala Multi-Purpose Service | Bombala Multi-Purpose Service | Ground | 7 |  | BBA-0008 | Oil Separator Tank | 1000 | BBA-0008 |  | Kwikflo | 5/8/2005 | KCPS-1000 | 31827-6 | [7 empty] | 23/2/2022 | 2 - Normal | 2 - Medium | 1 - Excellent |  | 3 - Normal
Bombala Multi-Purpose Service | Bombala Multi-Purpose Service | Ground | 7 |  | BBA-0008 | Oil Separator Tank | 1000 | BBA-0008 |  | Kwikflo | 5/8/2005 | KCPS-1000 | 31827-6 | [7 empty] | 23/2/2022 | 2 - Normal | 2 - Medium | 1 - Excellent |  | 3 - Normal
Bombala Multi-Purpose Service | Bombala Multi-Purpose Service | Ground | 7 |  | BBA-0008 | Oil Separator Tank | 1000 | BBA-0008 |  | Kwikflo | 5/8/2005 | KCPS-1000 | 31827-6 | [7 empty] | 23/2/2022 | 2 - Normal | 2 - Medium | 1 - Excellent |  | 3 - Normal
Bombala Multi-Purpose Service | Bombala Multi-Purpose Service | Ground | 7 |  | BBA-0008 | Oil Separator Tank | 1000 | BBA-0008 |  | Kwikflo | 5/8/2005 | KCPS-1000 | 31827-6 | [7 empty] | 23/2/2022 | 2 - Normal | 2 - Medium | 1 - Excellent |  | 3 - Normal
Bombala Multi-Purpose Service | Bombala Multi-Purpose Service | Ground | 7 |  | BBA-0008 | Oil Separator Tank | 1000 | BBA-0008 |  | Kwikflo | 5/8/2005 | KCPS-1000 | 31827-6 | [7 empty] | 23/2/2022 | 2 - Normal | 2 - Medium | 1 - Excellent |  | 3 - Normal
Bombala Multi-Purpose Service | Bombala Multi-Purpose Service | Ground | 7 |  | BBA-0008 | Oil Separator Tank | 1000 | BBA-0008 |  | Kwikflo | 5/8/2005 | KCPS-1000 | 31827-6 | [7 empty] | 23/2/2022 | 2 - Normal | 2 - Medium | 1 - Excellent |  | 3 - Normal
Bombala Multi-Purpose Service | Bombala Multi-Purpose Service | Ground | 7 |  | BBA-0008 | Oil Separator Tank | 1000 | BBA-0008 |  | Kwikflo | 5/8/2005 | KCPS-1000 | 31827-6 | [7 empty] | 23/2/2022 | 2 - Normal | 2 - Medium | 1 - Excellent |  | 3 - Normal
Bombala Multi-Purpose Service | Bombala Multi-Purpose Service | Ground | 7 |  | BBA-0008 | Oil Separator Tank | 1000 | BBA-0008 |  | Kwikflo | 5/8/2005 | KCPS-1000 | 31827-6 | [7 empty] | 23/2/2022 | 2 - Normal | 2 - Medium | 1 - Excellent |  | 3 - Normal
Bombala Multi-Purpose Service | Bombala Multi-Purpose Service | Ground | 7 |  | BBA-0008 | Oil Separator Tank | 1000 | BBA-0008 |  | Kwikflo | 5/8/2005 | KCPS-1000 | 31827-6 | [7 empty] | 23/2/2022 | 2 - Normal | 2 - Medium | 1 - Excellent |  | 3 - Normal
Bombala Multi-Purpose Service | Bombala Multi-Purpose Service | Ground | 7 |  | BBA-0008 | Oil Separator Tank | 1000 | BBA-0008 |  | Kwikflo | 5/8/2005 | KCPS-1000 | 31827-6 | [7 empty] | 23/2/2022 | 2 - Normal | 2 - Medium | 1 - Excellent |  | 3 - Normal
Bombala Multi-Purpose Service | Bombala Multi-Purpose Service | Ground | 7 |  | BBA-0008 | Oil Separator Tank | 1000 | BBA-0008 |  | Kwikflo | 5/8/2005 | KCPS-1000 | 31827-6 | [7 empty] | 23/2/2022 | 2 - Normal | 2 - Medium | 1 - Excellent |  | 3 - Normal
Bombala Multi-Purpose Service | Bombala Multi-Purpose Service | Ground | 7 |  | BBA-0008 | Oil Separator Tank | 1000 | BBA-0008 |  | Kwikflo | 5/8/2005 | KCPS-1000 | 31827-6 | [7 empty] | 23/2/2022 | 2 - Normal | 2 - Medium | 1 - Excellent |  | 3 - Normal
Bombala Multi-Purpose Service | Bombala Multi-Purpose Service | Ground | 7 |  | BBA-0008 | Oil Separator Tank | 1000 | BBA-0008 |  | Kwikflo | 5/8/2005 | KCPS-1000 | 31827-6 | [7 empty] | 23/2/2022 | 2 - Normal | 2 - Medium | 1 - Excellent |  | 3 - Normal
Bombala Multi-Purpose Service | Bombala Multi-Purpose Service | Ground | 7 |  | BBA-0008 | Oil Separator Tank | 1000 | BBA-0008 |  | Kwikflo | 5/8/2005 | KCPS-1000 | 31827-6 | [7 empty] | 23/2/2022 | 2 - Normal | 2 - Medium | 1 - Excellent |  | 3 - Normal
Bombala Multi-Purpose Service | Bombala Multi-Purpose Service | Ground | 7 |  | BBA-0008 | Oil Separator Tank | 1000 | BBA-0008 |  | Kwikflo | 5/8/2005 | KCPS-1000 | 31827-6 | [7 empty] | 23/2/2022 | 2 - Normal | 2 - Medium | 1 - Excellent |  | 3 - Normal
Bombala Multi-Purpose Service | Bombala Multi-Purpose Service | Ground | 7 |  | BBA-0008 | Oil Separator Tank | 1000 | BBA-0008 |  | Kwikflo | 5/8/2005 | KCPS-1000 | 31827-6 | [7 empty] | 23/2/2022 | 2 - Normal | 2 - Medium | 1 - Excellent |  | 3 - Normal
Bombala Multi-Purpose Service | Bombala Multi-Purpose Service | Ground | 7 |  | BBA-0008 | Oil Separator Tank | 1000 | BBA-0008 |  | Kwikflo | 5/8/2005 | KCPS-1000 | 31827-6 | [7 empty] | 23/2/2022 | 2 - Normal | 2 - Medium | 1 - Excellent |  | 3 - Normal
Bombala Multi-Purpose Service | Bombala Multi-Purpose Service | Ground | 7 |  | BBA-0008 | Oil Separator Tank | 1000 | BBA-0008 |  | Kwikflo | 5/8/2005 | KCPS-1000 | 31827-6 | [7 empty] | 23/2/2022 | 2 - Normal | 2 - Medium | 1 - Excellent |  | 3 - Normal
Bombala Multi-Purpose Service | Bombala Multi-Purpose Service | Ground | 7 |  | BBA-0008 | Oil Separator Tank | 1000 | BBA-0008 |  | Kwikflo | 5/8/2005 | KCPS-1000 | 31827-6 | [7 empty] | 23/2/2022 | 2 - Normal | 2 - Medium | 1 - Excellent |  | 3 - Normal
Bombala Multi-Purpose Service | Bombala Multi-Purpose Service | Ground | 7 |  | BBA-0008 | Oil Separator Tank | 1000 | BBA-0008 |  | Kwikflo | 5/8/2005 | KCPS-1000 | 31827-6 | [7 empty] | 23/2/2022 | 2 - Normal | 2 - Medium | 1 - Excellent |  | 3 - Normal
Bombala Multi-Purpose Service | Bombala Multi-Purpose Service | Ground | 7 |  | BBA-0008 | Oil Separator Tank | 1000 | BBA-0008 |  | Kwikflo | 5/8/2005 | KCPS-1000 | 31827-6 | [7 empty] | 23/2/2022 | 2 - Normal | 2 - Medium | 1 - Excellent |  | 3 - Normal
Bombala Multi-Purpose Service | Bombala Multi-Purpose Service | Ground | 7 |  | BBA-0008 | Oil Separator Tank | 1000 | BBA-0008 |  | Kwikflo | 5/8/2005 | KCPS-1000 | 31827-6 | [7 empty] | 23/2/2022 | 2 - Normal | 2 - Medium | 1 - Excellent |  | 3 - Normal
Bombala Multi-Purpose Service | Bombala Multi-Purpose Service | Ground | 7 |  | BBA-0008 | Oil Separator Tank | 1000 | BBA-0008 |  | Kwikflo | 5/8/2005 | KCPS-1000 | 31827-6 | [7 empty] | 23/2/2022 | 2 - Normal | 2 - Medium | 1 - Excellent |  | 3 - Normal
Bombala Multi-Purpose Service | Bombala Multi-Purpose Service | Ground | 7 |  | BBA-0008 | Oil Separator Tank | 1000 | BBA-0008 |  | Kwikflo | 5/8/2005 | KCPS-1000 | 31827-6 | [7 empty] | 23/2/2022 | 2 - Normal | 2 - Medium | 1 - Excellent |  | 3 - Normal
Bombala Multi-Purpose Service | Bombala Multi-Purpose Service | Ground | 7 |  | BBA-0008 | Oil Separator Tank | 1000 | BBA-0008 |  | Kwikflo | 5/8/2005 | KCPS-1000 | 31827-6 | [7 empty] | 23/2/2022 | 2 - Normal | 2 - Medium | 1 - Excellent |  | 3 - Normal
Bombala Multi-Purpose Service | Bombala Multi-Purpose Service | Ground | 7 |  | BBA-0008 | Oil Separator Tank | 1000 | BBA-0008 |  | Kwikflo | 5/8/2005 | KCPS-1000 | 31827-6 | [7 empty] | 23/2/2022 | 2 - Normal | 2 - Medium | 1 - Excellent |  | 3 - Normal
Bombala Multi-Purpose Service | Bombala Multi-Purpose Service | Ground | 7 |  | BBA-0008 | Oil Separator Tank | 1000 | BBA-0008 |  | Kwikflo | 5/8/2005 | KCPS-1000 | 31827-6 | [7 empty] | 23/2/2022 | 2 - Normal | 2 - Medium | 1 - Excellent |  | 3 - Normal
Bombala Multi-Purpose Service | Bombala Multi-Purpose Service | Ground | 7 |  | BBA-0008 | Oil Separator Tank | 1000 | BBA-0008 |  | Kwikflo | 5/8/2005 | KCPS-1000 | 31827-6 | [7 empty] | 23/2/2022 | 2 - Normal | 2 - Medium | 1 - Excellent |  | 3 - Normal
Bombala Multi-Purpose Service | Bombala Multi-Purpose Service | Ground | 7 |  | BBA-0008 | Oil Separator Tank | 1000 | BBA-0008 |  | Kwikflo | 5/8/2005 | KCPS-1000 | 31827-6 | [7 empty] | 23/2/2022 | 2 - Normal | 2 - Medium | 1 - Excellent |  | 3 - Normal
Bombala Multi-Purpose Service | Bombala Multi-Purpose Service | Ground | 7 |  | BBA-0008 | Oil Separator Tank | 1000 | BBA-0008 |  | Kwikflo | 5/8/2005 | KCPS-1000 | 31827-6 | [7 empty] | 23/2/2022 | 2 - Normal | 2 - Medium | 1 - Excellent |  | 3 - Normal
Bombala Multi-Purpose Service | Bombala Multi-Purpose Service | Ground | 7 |  | BBA-0008 | Oil Separator Tank | 1000 | BBA-0008 |  | Kwikflo | 5/8/2005 | KCPS-1000 | 31827-6 | [7 empty] | 23/2/2022 | 2 - Normal | 2 - Medium | 1 - Excellent |  | 3 - Normal
Bombala Multi-Purpose Service | Bombala Multi-Purpose Service | Ground | 7 |  | BBA-0008 | Oil Separator Tank | 1000 | BBA-0008 |  | Kwikflo | 5/8/2005 | KCPS-1000 | 31827-6 | [7 empty] | 23/2/2022 | 2 - Normal | 2 - Medium | 1 - Excellent |  | 3 - Normal
Bombala Multi-Purpose Service | Bombala Multi-Purpose Service | Ground | 7 |  | BBA-0008 | Oil Separator Tank | 1000 | BBA-0008 |  | Kwikflo | 5/8/2005 | KCPS-1000 | 31827-6 | [7 empty] | 23/2/2022 | 2 - Normal | 2 - Medium | 1 - Excellent |  | 3 - Normal
Bombala Multi-Purpose Service | Bombala Multi-Purpose Service | Ground | 7 |  | BBA-0008 | Oil Separator Tank | 1000 | BBA-0008 |  | Kwikflo | 5/8/2005 | KCPS-1000 | 31827-6 | [7 empty] | 23/2/2022 | 2 - Normal | 2 - Medium | 1 - Excellent |  | 3 - Normal
Bombala Multi-Purpose Service | Bombala Multi-Purpose Service | Ground | 7 |  | BBA-0008 | Oil Separator Tank | 1000 | BBA-0008 |  | Kwikflo | 5/8/2005 | KCPS-1000 | 31827-6 | [7 empty] | 23/2/2022 | 2 - Normal | 2 - Medium | 1 - Excellent |  | 3 - Normal
Bombala Multi-Purpose Service | Bombala Multi-Purpose Service | Ground | 7 |  | BBA-0008 | Oil Separator Tank | 1000 | BBA-0008 |  | Kwikflo | 5/8/2005 | KCPS-1000 | 31827-6 | [7 empty] | 23/2/2022 | 2 - Normal | 2 - Medium | 1 - Excellent |  | 3 - Normal
Bombala Multi-Purpose Service | Bombala Multi-Purpose Service | Ground | 7 |  | BBA-0008 | Oil Separator Tank | 1000 | BBA-0008 |  | Kwikflo | 5/8/2005 | KCPS-1000 | 31827-6 | [7 empty] | 23/2/2022 | 2 - Normal | 2 - Medium | 1 - Excellent |  | 3 - Normal
Bombala Multi-Purpose Service | Bombala Multi-Purpose Service | Ground | 7 |  | BBA-0008 | Oil Separator Tank | 1000 | BBA-0008 |  | Kwikflo | 5/8/2005 | KCPS-1000 | 31827-6 | [7 empty] | 23/2/2022 | 2 - Normal | 2 - Medium | 1 - Excellent |  | 3 - Normal
Bombala Multi-Purpose Service | Bombala Multi-Purpose Service | Ground | 7 |  | BBA-0008 | Oil Separator Tank | 1000 | BBA-0008 |  | Kwikflo | 5/8/2005 | KCPS-1000 | 31827-6 | [7 empty] | 23/2/2022 | 2 - Normal | 2 - Medium | 1 - Excellent |  | 3 - Normal
Bombala Multi-Purpose Service | Bombala Multi-Purpose Service | Ground | 7 |  | BBA-0008 | Oil Separator Tank | 1000 | BBA-0008 |  | Kwikflo | 5/8/2005 | KCPS-1000 | 31827-6 | [7 empty] | 23/2/2022 | 2 - Normal | 2 - Medium | 1 - Excellent |  | 3 - Normal
Bombala Multi-Purpose Service | Bombala Multi-Purpose Service | Ground | 7 |  | BBA-0008 | Oil Separator Tank | 1000 | BBA-0008 |  | Kwikflo | 5/8/2005 | KCPS-1000 | 31827-6 | [7 empty] | 23/2/2022 | 2 - Normal | 2 - Medium | 1 - Excellent |  | 3 - Normal
Bombala Multi-Purpose Service | Bombala Multi-Purpose Service | Ground | 7 |  | BBA-0008 | Oil Separator Tank | 1000 | BBA-0008 |  | Kwikflo | 5/8/2005 | KCPS-1000 | 31827-6 | [7 empty] | 23/2/2022 | 2 - Normal | 2 - Medium | 1 - Excellent |  | 3 - Normal
Bombala Multi-Purpose Service | Bombala Multi-Purpose Service | Ground | 7 |  | BBA-0008 | Oil Separator Tank | 1000 | BBA-0008 |  | Kwikflo | 5/8/2005 | KCPS-1000 | 31827-6 | [7 empty] | 23/2/2022 | 2 - Normal | 2 - Medium | 1 - Excellent |  | 3 - Normal
Bombala Multi-Purpose Service | Bombala Multi-Purpose Service | Ground | 7 |  | BBA-0008 | Oil Separator Tank | 1000 | BBA-0008 |  | Kwikflo | 5/8/2005 | KCPS-1000 | 31827-6 | [7 empty] | 23/2/2022 | 2 - Normal | 2 - Medium | 1 - Excellent |  | 3 - Normal
Bombala Multi-Purpose Service | Bombala Multi-Purpose Service | Ground | 7 |  | BBA-0008 | Oil Separator Tank | 1000 | BBA-0008 |  | Kwikflo | 5/8/2005 | KCPS-1000 | 31827-6 | [7 empty] | 23/2/2022 | 2 - Normal | 2 - Medium | 1 - Excellent |  | 3 - Normal
Bombala Multi-Purpose Service | Bombala Multi-Purpose Service | Ground | 7 |  | BBA-0008 | Oil Separator Tank | 1000 | BBA-0008 |  | Kwikflo | 5/8/2005 | KCPS-1000 | 31827-6 | [7 empty] | 23/2/2022 | 2 - Normal | 2 - Medium | 1 - Excellent |  | 3 - Normal
Bombala Multi-Purpose Service | Bombala Multi-Purpose Service | Ground | 7 |  | BBA-0008 | Oil Separator Tank | 1000 | BBA-0008 |  | Kwikflo | 5/8/2005 | KCPS-1000 | 31827-6 | [7 empty] | 23/2/2022 | 2 - Normal | 2 - Medium | 1 - Excellent |  | 3 - Normal
Bombala Multi-Purpose Service | Bombala Multi-Purpose Service | Ground | 7 |  | BBA-0008 | Oil Separator Tank | 1000 | BBA-0008 |  | Kwikflo | 5/8/2005 | KCPS-1000 | 31827-6 | [7 empty] | 23/2/2022 | 2 - Normal | 2 - Medium | 1 - Excellent |  | 3 - Normal
Bombala Multi-Purpose Service | Bombala Multi-Purpose Service | Ground | 7 |  | BBA-0008 | Oil Separator Tank | 1000 | BBA-0008 |  | Kwikflo | 5/8/2005 | KCPS-1000 | 31827-6 | [7 empty] | 23/2/2022 | 2 - Normal | 2 - Medium | 1 - Excellent |  | 3 - Normal
Bombala Multi-Purpose Service | Bombala Multi-Purpose Service | Ground | 7 |  | BBA-0008 | Oil Separator Tank | 1000 | BBA-0008 |  | Kwikflo | 5/8/2005 | KCPS-1000 | 31827-6 | [7 empty] | 23/2/2022 | 2 - Normal | 2 - Medium | 1 - Excellent |  | 3 - Normal
Bombala Multi-Purpose Service | Bombala Multi-Purpose Service | Ground | 7 |  | BBA-0008 | Oil Separator Tank | 1000 | BBA-0008 |  | Kwikflo | 5/8/2005 | KCPS-1000 | 31827-6 | [7 empty] | 23/2/2022 | 2 - Normal | 2 - Medium | 1 - Excellent |  | 3 - Normal
Bombala Multi-Purpose Service | Bombala Multi-Purpose Service | Ground | 7 |  | BBA-0008 | Oil Separator Tank | 1000 | BBA-0008 |  | Kwikflo | 5/8/2005 | KCPS-1000 | 31827-6 | [7 empty] | 23/2/2022 | 2 - Normal | 2 - Medium | 1 - Excellent |  | 3 - Normal
Bombala Multi-Purpose Service | Bombala Multi-Purpose Service | Ground | 7 |  | BBA-0008 | Oil Separator Tank | 1000 | BBA-0008 |  | Kwikflo | 5/8/2005 | KCPS-1000 | 31827-6 | [7 empty] | 23/2/2022 | 2 - Normal | 2 - Medium | 1 - Excellent |  | 3 - Normal
Bombala Multi-Purpose Service | Bombala Multi-Purpose Service | Ground | 7 |  | BBA-0008 | Oil Separator Tank | 1000 | BBA-0008 |  | Kwikflo | 5/8/2005 | KCPS-1000 | 31827-6 | [7 empty] | 23/2/2022 | 2 - Normal | 2 - Medium | 1 - Excellent |  | 3 - Normal
Bombala Multi-Purpose Service | Bombala Multi-Purpose Service | Ground | 7 |  | BBA-0008 | Oil Separator Tank | 1000 | BBA-0008 |  | Kwikflo | 5/8/2005 | KCPS-1000 | 31827-6 | [7 empty] | 23/2/2022 | 2 - Normal | 2 - Medium | 1 - Excellent |  | 3 - Normal
Bombala Multi-Purpose Service | Bombala Multi-Purpose Service | Ground | 7 |  | BBA-0008 | Oil Separator Tank | 1000 | BBA-0008 |  | Kwikflo | 5/8/2005 | KCPS-1000 | 31827-6 | [7 empty] | 23/2/2022 | 2 - Normal | 2 - Medium | 1 - Excellent |  | 3 - Normal
Bombala Multi-Purpose Service | Bombala Multi-Purpose Service | Ground | 7 |  | BBA-0008 | Oil Separator Tank | 1000 | BBA-0008 |  | Kwikflo | 5/8/2005 | KCPS-1000 | 31827-6 | [7 empty] | 23/2/2022 | 2 - Normal | 2 - Medium | 1 - Excellent |  | 3 - Normal
Bombala Multi-Purpose Service | Bombala Multi-Purpose Service | Ground | 7 |  | BBA-0008 | Oil Separator Tank | 1000 | BBA-0008 |  | Kwikflo | 5/8/2005 | KCPS-1000 | 31827-6 | [7 empty] | 23/2/2022 | 2 - Normal | 2 - Medium | 1 - Excellent |  | 3 - Normal
Bombala Multi-Purpose Service | Bombala Multi-Purpose Service | Ground | 7 |  | BBA-0008 | Oil Separator Tank | 1000 | BBA-0008 |  | Kwikflo | 5/8/2005 | KCPS-1000 | 31827-6 | [7 empty] | 23/2/2022 | 2 - Normal | 2 - Medium | 1 - Excellent |  | 3 - Normal
Bombala Multi-Purpose Service | Bombala Multi-Purpose Service | Ground | 7 |  | BBA-0008 | Oil Separator Tank | 1000 | BBA-0008 |  | Kwikflo | 5/8/2005 | KCPS-1000 | 31827-6 | [7 empty] | 23/2/2022 | 2 - Normal | 2 - Medium | 1 - Excellent |  | 3 - Normal
Bombala Multi-Purpose Service | Bombala Multi-Purpose Service | Ground | 7 |  | BBA-0008 | Oil Separator Tank | 1000 | BBA-0008 |  | Kwikflo | 5/8/2005 | KCPS-1000 | 31827-6 | [7 empty] | 23/2/2022 | 2 - Normal | 2 - Medium | 1 - Excellent |  | 3 - Normal
Bombala Multi-Purpose Service | Bombala Multi-Purpose Service | Ground | 7 |  | BBA-0008 | Oil Separator Tank | 1000 | BBA-0008 |  | Kwikflo | 5/8/2005 | KCPS-1000 | 31827-6 | [7 empty] | 23/2/2022 | 2 - Normal | 2 - Medium | 1 - Excellent |  | 3 - Normal
Bombala Multi-Purpose Service | Bombala Multi-Purpose Service | Ground | 7 |  | BBA-0008 | Oil Separator Tank | 1000 | BBA-0008 |  | Kwikflo | 5/8/2005 | KCPS-1000 | 31827-6 | [7 empty] | 23/2/2022 | 2 - Normal | 2 - Medium | 1 - Excellent |  | 3 - Normal
Bombala Multi-Purpose Service | Bombala Multi-Purpose Service | Ground | 7 |  | BBA-0008 | Oil Separator Tank | 1000 | BBA-0008 |  | Kwikflo | 5/8/2005 | KCPS-1000 | 31827-6 | [7 empty] | 23/2/2022 | 2 - Normal | 2 - Medium | 1 - Excellent |  | 3 - Normal
Bombala Multi-Purpose Service | Bombala Multi-Purpose Service | Ground | 7 |  | BBA-0008 | Oil Separator Tank | 1000 | BBA-0008 |  | Kwikflo | 5/8/2005 | KCPS-1000 | 31827-6 | [7 empty] | 23/2/2022 | 2 - Normal | 2 - Medium | 1 - Excellent |  | 3 - Normal
Bombala Multi-Purpose Service | Bombala Multi-Purpose Service | Ground | 7 |  | BBA-0008 | Oil Separator Tank | 1000 | BBA-0008 |  | Kwikflo | 5/8/2005 | KCPS-1000 | 31827-6 | [7 empty] | 23/2/2022 | 2 - Normal | 2 - Medium | 1 - Excellent |  | 3 - Normal
Bombala Multi-Purpose Service | Bombala Multi-Purpose Service | Ground | 7 |  | BBA-0008 | Oil Separator Tank | 1000 | BBA-0008 |  | Kwikflo | 5/8/2005 | KCPS-1000 | 31827-6 | [7 empty] | 23/2/2022 | 2 - Normal | 2 - Medium | 1 - Excellent |  | 3 - Normal
Bombala Multi-Purpose Service | Bombala Multi-Purpose Service | Ground | 7 |  | BBA-0008 | Oil Separator Tank | 1000 | BBA-0008 |  | Kwikflo | 5/8/2005 | KCPS-1000 | 31827-6 | [7 empty] | 23/2/2022 | 2 - Normal | 2 - Medium | 1 - Excellent |  | 3 - Normal
Bombala Multi-Purpose Service | Bombala Multi-Purpose Service | Ground | 7 |  | BBA-0008 | Oil Separator Tank | 1000 | BBA-0008 |  | Kwikflo | 5/8/2005 | KCPS-1000 | 31827-6 | [7 empty] | 23/2/2022 | 2 - Normal | 2 - Medium | 1 - Excellent |  | 3 - Normal
Bombala Multi-Purpose Service | Bombala Multi-Purpose Service | Ground | 7 |  | BBA-0008 | Oil Separator Tank | 1000 | BBA-0008 |  | Kwikflo | 5/8/2005 | KCPS-1000 | 31827-6 | [7 empty] | 23/2/2022 | 2 - Normal | 2 - Medium | 1 - Excellent |  | 3 - Normal
Bombala Multi-Purpose Service | Bombala Multi-Purpose Service | Ground | 7 |  | BBA-0008 | Oil Separator Tank | 1000 | BBA-0008 |  | Kwikflo | 5/8/2005 | KCPS-1000 | 31827-6 | [7 empty] | 23/2/2022 | 2 - Normal | 2 - Medium | 1 - Excellent |  | 3 - Normal
Bombala Multi-Purpose Service | Bombala Multi-Purpose Service | Ground | 7 |  | BBA-0008 | Oil Separator Tank | 1000 | BBA-0008 |  | Kwikflo | 5/8/2005 | KCPS-1000 | 31827-6 | [7 empty] | 23/2/2022 | 2 - Normal | 2 - Medium | 1 - Excellent |  | 3 - Normal
Bombala Multi-Purpose Service | Bombala Multi-Purpose Service | Ground | 7 |  | BBA-0008 | Oil Separator Tank | 1000 | BBA-0008 |  | Kwikflo | 5/8/2005 | KCPS-1000 | 31827-6 | [7 empty] | 23/2/2022 | 2 - Normal | 2 - Medium | 1 - Excellent |  | 3 - Normal
Bombala Multi-Purpose Service | Bombala Multi-Purpose Service | Ground | 7 |  | BBA-0008 | Oil Separator Tank | 1000 | BBA-0008 |  | Kwikflo | 5/8/2005 | KCPS-1000 | 31827-6 | [7 empty] | 23/2/2022 | 2 - Normal | 2 - Medium | 1 - Excellent |  | 3 - Normal
Bombala Multi-Purpose Service | Bombala Multi-Purpose Service | Ground | 7 |  | BBA-0008 | Oil Separator Tank | 1000 | BBA-0008 |  | Kwikflo | 5/8/2005 | KCPS-1000 | 31827-6 | [7 empty] | 23/2/2022 | 2 - Normal | 2 - Medium | 1 - Excellent |  | 3 - Normal
Bombala Multi-Purpose Service | Bombala Multi-Purpose Service | Ground | 7 |  | BBA-0008 | Oil Separator Tank | 1000 | BBA-0008 |  | Kwikflo | 5/8/2005 | KCPS-1000 | 31827-6 | [7 empty] | 23/2/2022 | 2 - Normal | 2 - Medium | 1 - Excellent |  | 3 - Normal
Bombala Multi-Purpose Service | Bombala Multi-Purpose Service | Ground | 7 |  | BBA-0008 | Oil Separator Tank | 1000 | BBA-0008 |  | Kwikflo | 5/8/2005 | KCPS-1000 | 31827-6 | [7 empty] | 23/2/2022 | 2 - Normal | 2 - Medium | 1 - Excellent |  | 3 - Normal
Bombala Multi-Purpose Service | Bombala Multi-Purpose Service | Ground | 7 |  | BBA-0008 | Oil Separator Tank | 1000 | BBA-0008 |  | Kwikflo | 5/8/2005 | KCPS-1000 | 31827-6 | [7 empty] | 23/2/2022 | 2 - Normal | 2 - Medium | 1 - Excellent |  | 3 - Normal
Bombala Multi-Purpose Service | Bombala Multi-Purpose Service | Ground | 7 |  | BBA-0008 | Oil Separator Tank | 1000 | BBA-0008 |  | Kwikflo | 5/8/2005 | KCPS-1000 | 31827-6 | [7 empty] | 23/2/2022 | 2 - Normal | 2 - Medium | 1 - Excellent |  | 3 - Normal
Bombala Multi-Purpose Service | Bombala Multi-Purpose Service | Ground | 7 |  | BBA-0008 | Oil Separator Tank | 1000 | BBA-0008 |  | Kwikflo | 5/8/2005 | KCPS-1000 | 31827-6 | [7 empty] | 23/2/2022 | 2 - Normal | 2 - Medium | 1 - Excellent |  | 3 - Normal
Bombala Multi-Purpose Service | Bombala Multi-Purpose Service | Ground | 7 |  | BBA-0008 | Oil Separator Tank | 1000 | BBA-0008 |  | Kwikflo | 5/8/2005 | KCPS-1000 | 31827-6 | [7 empty] | 23/2/2022 | 2 - Normal | 2 - Medium | 1 - Excellent |  | 3 - Normal
Bombala Multi-Purpose Service | Bombala Multi-Purpose Service | Ground | 7 |  | BBA-0008 | Oil Separator Tank | 1000 | BBA-0008 |  | Kwikflo | 5/8/2005 | KCPS-1000 | 31827-6 | [7 empty] | 23/2/2022 | 2 - Normal | 2 - Medium | 1 - Excellent |  | 3 - Normal
Bombala Multi-Purpose Service | Bombala Multi-Purpose Service | Ground | 7 |  | BBA-0008 | Oil Separator Tank | 1000 | BBA-0008 |  | Kwikflo | 5/8/2005 | KCPS-1000 | 31827-6 | [7 empty] | 23/2/2022 | 2 - Normal | 2 - Medium | 1 - Excellent |  | 3 - Normal
Bombala Multi-Purpose Service | Bombala Multi-Purpose Service | Ground | 7 |  | BBA-0008 | Oil Separator Tank | 1000 | BBA-0008 |  | Kwikflo | 5/8/2005 | KCPS-1000 | 31827-6 | [7 empty] | 23/2/2022 | 2 - Normal | 2 - Medium | 1 - Excellent |  | 3 - Normal
Bombala Multi-Purpose Service | Bombala Multi-Purpose Service | Ground | 7 |  | BBA-0008 | Oil Separator Tank | 1000 | BBA-0008 |  | Kwikflo | 5/8/2005 | KCPS-1000 | 31827-6 | [7 empty] | 23/2/2022 | 2 - Normal | 2 - Medium | 1 - Excellent |  | 3 - Normal
Bombala Multi-Purpose Service | Bombala Multi-Purpose Service | Ground | 7 |  | BBA-0008 | Oil Separator Tank | 1000 | BBA-0008 |  | Kwikflo | 5/8/2005 | KCPS-1000 | 31827-6 | [7 empty] | 23/2/2022 | 2 - Normal | 2 - Medium | 1 - Excellent |  | 3 - Normal
Bombala Multi-Purpose Service | Bombala Multi-Purpose Service | Ground | 7 |  | BBA-0008 | Oil Separator Tank | 1000 | BBA-0008 |  | Kwikflo | 5/8/2005 | KCPS-1000 | 31827-6 | [7 empty] | 23/2/2022 | 2 - Normal | 2 - Medium | 1 - Excellent |  | 3 - Normal
Bombala Multi-Purpose Service | Bombala Multi-Purpose Service | Ground | 7 |  | BBA-0008 | Oil Separator Tank | 1000 | BBA-0008 |  | Kwikflo | 5/8/2005 | KCPS-1000 | 31827-6 | [7 empty] | 23/2/2022 | 2 - Normal | 2 - Medium | 1 - Excellent |  | 3 - Normal
Bombala Multi-Purpose Service | Bombala Multi-Purpose Service | Ground | 7 |  | BBA-0008 | Oil Separator Tank | 1000 | BBA-0008 |  | Kwikflo | 5/8/2005 | KCPS-1000 | 31827-6 | [7 empty] | 23/2/2022 | 2 - Normal | 2 - Medium | 1 - Excellent |  | 3 - Normal
Bombala Multi-Purpose Service | Bombala Multi-Purpose Service | Ground | 7 |  | BBA-0008 | Oil Separator Tank | 1000 | BBA-0008 |  | Kwikflo | 5/8/2005 | KCPS-1000 | 31827-6 | [7 empty] | 23/2/2022 | 2 - Normal | 2 - Medium | 1 - Excellent |  | 3 - Normal
Bombala Multi-Purpose Service | Bombala Multi-Purpose Service | Ground | 7 |  | BBA-0008 | Oil Separator Tank | 1000 | BBA-0008 |  | Kwikflo | 5/8/2005 | KCPS-1000 | 31827-6 | [7 empty] | 23/2/2022 | 2 - Normal | 2 - Medium | 1 - Excellent |  | 3 - Normal
Bombala Multi-Purpose Service | Bombala Multi-Purpose Service | Ground | 7 |  | BBA-0008 | Oil Separator Tank | 1000 | BBA-0008 |  | Kwikflo | 5/8/2005 | KCPS-1000 | 31827-6 | [7 empty] | 23/2/2022 | 2 - Normal | 2 - Medium | 1 - Excellent |  | 3 - Normal
Bombala Multi-Purpose Service | Bombala Multi-Purpose Service | Ground | 7 |  | BBA-0008 | Oil Separator Tank | 1000 | BBA-0008 |  | Kwikflo | 5/8/2005 | KCPS-1000 | 31827-6 | [7 empty] | 23/2/2022 | 2 - Normal | 2 - Medium | 1 - Excellent |  | 3 - Normal
Bombala Multi-Purpose Service | Bombala Multi-Purpose Service | Ground | 7 |  | BBA-0008 | Oil Separator Tank | 1000 | BBA-0008 |  | Kwikflo | 5/8/2005 | KCPS-1000 | 31827-6 | [7 empty] | 23/2/2022 | 2 - Normal | 2 - Medium | 1 - Excellent |  | 3 - Normal
Bombala Multi-Purpose Service | Bombala Multi-Purpose Service | Ground | 7 |  | BBA-0008 | Oil Separator Tank | 1000 | BBA-0008 |  | Kwikflo | 5/8/2005 | KCPS-1000 | 31827-6 | [7 empty] | 23/2/2022 | 2 - Normal | 2 - Medium | 1 - Excellent |  | 3 - Normal
Bombala Multi-Purpose Service | Bombala Multi-Purpose Service | Ground | 7 |  | BBA-0008 | Oil Separator Tank | 1000 | BBA-0008 |  | Kwikflo | 5/8/2005 | KCPS-1000 | 31827-6 | [7 empty] | 23/2/2022 | 2 - Normal | 2 - Medium | 1 - Excellent |  | 3 - Normal
Bombala Multi-Purpose Service | Bombala Multi-Purpose Service | Ground | 7 |  | BBA-0008 | Oil Separator Tank | 1000 | BBA-0008 |  | Kwikflo | 5/8/2005 | KCPS-1000 | 31827-6 | [7 empty] | 23/2/2022 | 2 - Normal | 2 - Medium | 1 - Excellent |  | 3 - Normal
Bombala Multi-Purpose Service | Bombala Multi-Purpose Service | Ground | 7 |  | BBA-0008 | Oil Separator Tank | 1000 | BBA-0008 |  | Kwikflo | 5/8/2005 | KCPS-1000 | 31827-6 | [7 empty] | 23/2/2022 | 2 - Normal | 2 - Medium | 1 - Excellent |  | 3 - Normal
Bombala Multi-Purpose Service | Bombala Multi-Purpose Service | Ground | 7 |  | BBA-0008 | Oil Separator Tank | 1000 | BBA-0008 |  | Kwikflo | 5/8/2005 | KCPS-1000 | 31827-6 | [7 empty] | 23/2/2022 | 2 - Normal | 2 - Medium | 1 - Excellent |  | 3 - Normal
Bombala Multi-Purpose Service | Bombala Multi-Purpose Service | Ground | 7 |  | BBA-0008 | Oil Separator Tank | 1000 | BBA-0008 |  | Kwikflo | 5/8/2005 | KCPS-1000 | 31827-6 | [7 empty] | 23/2/2022 | 2 - Normal | 2 - Medium | 1 - Excellent |  | 3 - Normal
Bombala Multi-Purpose Service | Bombala Multi-Purpose Service | Ground | 7 |  | BBA-0008 | Oil Separator Tank | 1000 | BBA-0008 |  | Kwikflo | 5/8/2005 | KCPS-1000 | 31827-6 | [7 empty] | 23/2/2022 | 2 - Normal | 2 - Medium | 1 - Excellent |  | 3 - Normal
Bombala Multi-Purpose Service | Bombala Multi-Purpose Service | Ground | 7 |  | BBA-0008 | Oil Separator Tank | 1000 | BBA-0008 |  | Kwikflo | 5/8/2005 | KCPS-1000 | 31827-6 | [7 empty] | 23/2/2022 | 2 - Normal | 2 - Medium | 1 - Excellent |  | 3 - Normal
Bombala Multi-Purpose Service | Bombala Multi-Purpose Service | Ground | 7 |  | BBA-0008 | Oil Separator Tank | 1000 | BBA-0008 |  | Kwikflo | 5/8/2005 | KCPS-1000 | 31827-6 | [7 empty] | 23/2/2022 | 2 - Normal | 2 - Medium | 1 - Excellent |  | 3 - Normal
Bombala Multi-Purpose Service | Bombala Multi-Purpose Service | Ground | 7 |  | BBA-0008 | Oil Separator Tank | 1000 | BBA-0008 |  | Kwikflo | 5/8/2005 | KCPS-1000 | 31827-6 | [7 empty] | 23/2/2022 | 2 - Normal | 2 - Medium | 1 - Excellent |  | 3 - Normal
Bombala Multi-Purpose Service | Bombala Multi-Purpose Service | Ground | 7 |  | BBA-0008 | Oil Separator Tank | 1000 | BBA-0008 |  | Kwikflo | 5/8/2005 | KCPS-1000 | 31827-6 | [7 empty] | 23/2/2022 | 2 - Normal | 2 - Medium | 1 - Excellent |  | 3 - Normal
Bombala Multi-Purpose Service | Bombala Multi-Purpose Service | Ground | 7 |  | BBA-0008 | Oil Separator Tank | 1000 | BBA-0008 |  | Kwikflo | 5/8/2005 | KCPS-1000 | 31827-6 | [7 empty] | 23/2/2022 | 2 - Normal | 2 - Medium | 1 - Excellent |  | 3 - Normal
Bombala Multi-Purpose Service | Bombala Multi-Purpose Service | Ground | 7 |  | BBA-0008 | Oil Separator Tank | 1000 | BBA-0008 |  | Kwikflo | 5/8/2005 | KCPS-1000 | 31827-6 | [7 empty] | 23/2/2022 | 2 - Normal | 2 - Medium | 1 - Excellent |  | 3 - Normal
Bombala Multi-Purpose Service | Bombala Multi-Purpose Service | Ground | 7 |  | BBA-0008 | Oil Separator Tank | 1000 | BBA-0008 |  | Kwikflo | 5/8/2005 | KCPS-1000 | 31827-6 | [7 empty] | 23/2/2022 | 2 - Normal | 2 - Medium | 1 - Excellent |  | 3 - Normal
Bombala Multi-Purpose Service | Bombala Multi-Purpose Service | Ground | 7 |  | BBA-0008 | Oil Separator Tank | 1000 | BBA-0008 |  | Kwikflo | 5/8/2005 | KCPS-1000 | 31827-6 | [7 empty] | 23/2/2022 | 2 - Normal | 2 - Medium | 1 - Excellent |  | 3 - Normal
Bombala Multi-Purpose Service | Bombala Multi-Purpose Service | Ground | 7 |  | BBA-0008 | Oil Separator Tank | 1000 | BBA-0008 |  | Kwikflo | 5/8/2005 | KCPS-1000 | 31827-6 | [7 empty] | 23/2/2022 | 2 - Normal | 2 - Medium | 1 - Excellent |  | 3 - Normal
Bombala Multi-Purpose Service | Bombala Multi-Purpose Service | Ground | 7 |  | BBA-0008 | Oil Separator Tank | 1000 | BBA-0008 |  | Kwikflo | 5/8/2005 | KCPS-1000 | 31827-6 | [7 empty] | 23/2/2022 | 2 - Normal | 2 - Medium | 1 - Excellent |  | 3 - Normal
Bombala Multi-Purpose Service | Bombala Multi-Purpose Service | Ground | 7 |  | BBA-0008 | Oil Separator Tank | 1000 | BBA-0008 |  | Kwikflo | 5/8/2005 | KCPS-1000 | 31827-6 | [7 empty] | 23/2/2022 | 2 - Normal | 2 - Medium | 1 - Excellent |  | 3 - Normal
Bombala Multi-Purpose Service | Bombala Multi-Purpose Service | Ground | 7 |  | BBA-0008 | Oil Separator Tank | 1000 | BBA-0008 |  | Kwikflo | 5/8/2005 | KCPS-1000 | 31827-6 | [7 empty] | 23/2/2022 | 2 - Normal | 2 - Medium | 1 - Excellent |  | 3 - Normal
Bombala Multi-Purpose Service | Bombala Multi-Purpose Service | Ground | 7 |  | BBA-0008 | Oil Separator Tank | 1000 | BBA-0008 |  | Kwikflo | 5/8/2005 | KCPS-1000 | 31827-6 | [7 empty] | 23/2/2022 | 2 - Normal | 2 - Medium | 1 - Excellent |  | 3 - Normal
Bombala Multi-Purpose Service | Bombala Multi-Purpose Service | Ground | 7 |  | BBA-0008 | Oil Separator Tank | 1000 | BBA-0008 |  | Kwikflo | 5/8/2005 | KCPS-1000 | 31827-6 | [7 empty] | 23/2/2022 | 2 - Normal | 2 - Medium | 1 - Excellent |  | 3 - Normal
Bombala Multi-Purpose Service | Bombala Multi-Purpose Service | Ground | 7 |  | BBA-0008 | Oil Separator Tank | 1000 | BBA-0008 |  | Kwikflo | 5/8/2005 | KCPS-1000 | 31827-6 | [7 empty] | 23/2/2022 | 2 - Normal | 2 - Medium | 1 - Excellent |  | 3 - Normal
Bombala Multi-Purpose Service | Bombala Multi-Purpose Service | Ground | 7 |  | BBA-0008 | Oil Separator Tank | 1000 | BBA-0008 |  | Kwikflo | 5/8/2005 | KCPS-1000 | 31827-6 | [7 empty] | 23/2/2022 | 2 - Normal | 2 - Medium | 1 - Excellent |  | 3 - Normal
Bombala Multi-Purpose Service | Bombala Multi-Purpose Service | Ground | 7 |  | BBA-0008 | Oil Separator Tank | 1000 | BBA-0008 |  | Kwikflo | 5/8/2005 | KCPS-1000 | 31827-6 | [7 empty] | 23/2/2022 | 2 - Normal | 2 - Medium | 1 - Excellent |  | 3 - Normal
Bombala Multi-Purpose Service | Bombala Multi-Purpose Service | Ground | 7 |  | BBA-0008 | Oil Separator Tank | 1000 | BBA-0008 |  | Kwikflo | 5/8/2005 | KCPS-1000 | 31827-6 | [7 empty] | 23/2/2022 | 2 - Normal | 2 - Medium | 1 - Excellent |  | 3 - Normal
Bombala Multi-Purpose Service | Bombala Multi-Purpose Service | Ground | 7 |  | BBA-0008 | Oil Separator Tank | 1000 | BBA-0008 |  | Kwikflo | 5/8/2005 | KCPS-1000 | 31827-6 | [7 empty] | 23/2/2022 | 2 - Normal | 2 - Medium | 1 - Excellent |  | 3 - Normal
Bombala Multi-Purpose Service | Bombala Multi-Purpose Service | Ground | 7 |  | BBA-0008 | Oil Separator Tank | 1000 | BBA-0008 |  | Kwikflo | 5/8/2005 | KCPS-1000 | 31827-6 | [7 empty] | 23/2/2022 | 2 - Normal | 2 - Medium | 1 - Excellent |  | 3 - Normal
Bombala Multi-Purpose Service | Bombala Multi-Purpose Service | Ground | 7 |  | BBA-0008 | Oil Separator Tank | 1000 | BBA-0008 |  | Kwikflo | 5/8/2005 | KCPS-1000 | 31827-6 | [7 empty] | 23/2/2022 | 2 - Normal | 2 - Medium | 1 - Excellent |  | 3 - Normal
Bombala Multi-Purpose Service | Bombala Multi-Purpose Service | Ground | 7 |  | BBA-0008 | Oil Separator Tank | 1000 | BBA-0008 |  | Kwikflo | 5/8/2005 | KCPS-1000 | 31827-6 | [7 empty] | 23/2/2022 | 2 - Normal | 2 - Medium | 1 - Excellent |  | 3 - Normal
Bombala Multi-Purpose Service | Bombala Multi-Purpose Service | Ground | 7 |  | BBA-0008 | Oil Separator Tank | 1000 | BBA-0008 |  | Kwikflo | 5/8/2005 | KCPS-1000 | 31827-6 | [7 empty] | 23/2/2022 | 2 - Normal | 2 - Medium | 1 - Excellent |  | 3 - Normal
Bombala Multi-Purpose Service | Bombala Multi-Purpose Service | Ground | 7 |  | BBA-0008 | Oil Separator Tank | 1000 | BBA-0008 |  | Kwikflo | 5/8/2005 | KCPS-1000 | 31827-6 | [7 empty] | 23/2/2022 | 2 - Normal | 2 - Medium | 1 - Excellent |  | 3 - Normal
Bombala Multi-Purpose Service | Bombala Multi-Purpose Service | Ground | 7 |  | BBA-0008 | Oil Separator Tank | 1000 | BBA-0008 |  | Kwikflo | 5/8/2005 | KCPS-1000 | 31827-6 | [7 empty] | 23/2/2022 | 2 - Normal | 2 - Medium | 1 - Excellent |  | 3 - Normal
Bombala Multi-Purpose Service | Bombala Multi-Purpose Service | Ground | 7 |  | BBA-0008 | Oil Separator Tank | 1000 | BBA-0008 |  | Kwikflo | 5/8/2005 | KCPS-1000 | 31827-6 | [7 empty] | 23/2/2022 | 2 - Normal | 2 - Medium | 1 - Excellent |  | 3 - Normal
Bombala Multi-Purpose Service | Bombala Multi-Purpose Service | Ground | 7 |  | BBA-0008 | Oil Separator Tank | 1000 | BBA-0008 |  | Kwikflo | 5/8/2005 | KCPS-1000 | 31827-6 | [7 empty] | 23/2/2022 | 2 - Normal | 2 - Medium | 1 - Excellent |  | 3 - Normal
Bombala Multi-Purpose Service | Bombala Multi-Purpose Service | Ground | 7 |  | BBA-0008 | Oil Separator Tank | 1000 | BBA-0008 |  | Kwikflo | 5/8/2005 | KCPS-1000 | 31827-6 | [7 empty] | 23/2/2022 | 2 - Normal | 2 - Medium | 1 - Excellent |  | 3 - Normal
Bombala Multi-Purpose Service | Bombala Multi-Purpose Service | Ground | 7 |  | BBA-0008 | Oil Separator Tank | 1000 | BBA-0008 |  | Kwikflo | 5/8/2005 | KCPS-1000 | 31827-6 | [7 empty] | 23/2/2022 | 2 - Normal | 2 - Medium | 1 - Excellent |  | 3 - Normal
Bombala Multi-Purpose Service | Bombala Multi-Purpose Service | Ground | 7 |  | BBA-0008 | Oil Separator Tank | 1000 | BBA-0008 |  | Kwikflo | 5/8/2005 | KCPS-1000 | 31827-6 | [7 empty] | 23/2/2022 | 2 - Normal | 2 - Medium | 1 - Excellent |  | 3 - Normal
Bombala Multi-Purpose Service | Bombala Multi-Purpose Service | Ground | 7 |  | BBA-0008 | Oil Separator Tank | 1000 | BBA-0008 |  | Kwikflo | 5/8/2005 | KCPS-1000 | 31827-6 | [7 empty] | 23/2/2022 | 2 - Normal | 2 - Medium | 1 - Excellent |  | 3 - Normal
Bombala Multi-Purpose Service | Bombala Multi-Purpose Service | Ground | 7 |  | BBA-0008 | Oil Separator Tank | 1000 | BBA-0008 |  | Kwikflo | 5/8/2005 | KCPS-1000 | 31827-6 | [7 empty] | 23/2/2022 | 2 - Normal | 2 - Medium | 1 - Excellent |  | 3 - Normal
Bombala Multi-Purpose Service | Bombala Multi-Purpose Service | Ground | 7 |  | BBA-0008 | Oil Separator Tank | 1000 | BBA-0008 |  | Kwikflo | 5/8/2005 | KCPS-1000 | 31827-6 | [7 empty] | 23/2/2022 | 2 - Normal | 2 - Medium | 1 - Excellent |  | 3 - Normal
Bombala Multi-Purpose Service | Bombala Multi-Purpose Service | Ground | 7 |  | BBA-0008 | Oil Separator Tank | 1000 | BBA-0008 |  | Kwikflo | 5/8/2005 | KCPS-1000 | 31827-6 | [7 empty] | 23/2/2022 | 2 - Normal | 2 - Medium | 1 - Excellent |  | 3 - Normal
Bombala Multi-Purpose Service | Bombala Multi-Purpose Service | Ground | 7 |  | BBA-0008 | Oil Separator Tank | 1000 | BBA-0008 |  | Kwikflo | 5/8/2005 | KCPS-1000 | 31827-6 | [7 empty] | 23/2/2022 | 2 - Normal | 2 - Medium | 1 - Excellent |  | 3 - Normal
Bombala Multi-Purpose Service | Bombala Multi-Purpose Service | Ground | 7 |  | BBA-0008 | Oil Separator Tank | 1000 | BBA-0008 |  | Kwikflo | 5/8/2005 | KCPS-1000 | 31827-6 | [7 empty] | 23/2/2022 | 2 - Normal | 2 - Medium | 1 - Excellent |  | 3 - Normal
Bombala Multi-Purpose Service | Bombala Multi-Purpose Service | Ground | 7 |  | BBA-0008 | Oil Separator Tank | 1000 | BBA-0008 |  | Kwikflo | 5/8/2005 | KCPS-1000 | 31827-6 | [7 empty] | 23/2/2022 | 2 - Normal | 2 - Medium | 1 - Excellent |  | 3 - Normal
Bombala Multi-Purpose Service | Bombala Multi-Purpose Service | Ground | 7 |  | BBA-0008 | Oil Separator Tank | 1000 | BBA-0008 |  | Kwikflo | 5/8/2005 | KCPS-1000 | 31827-6 | [7 empty] | 23/2/2022 | 2 - Normal | 2 - Medium | 1 - Excellent |  | 3 - Normal
Bombala Multi-Purpose Service | Bombala Multi-Purpose Service | Ground | 7 |  | BBA-0008 | Oil Separator Tank | 1000 | BBA-0008 |  | Kwikflo | 5/8/2005 | KCPS-1000 | 31827-6 | [7 empty] | 23/2/2022 | 2 - Normal | 2 - Medium | 1 - Excellent |  | 3 - Normal
Bombala Multi-Purpose Service | Bombala Multi-Purpose Service | Ground | 7 |  | BBA-0008 | Oil Separator Tank | 1000 | BBA-0008 |  | Kwikflo | 5/8/2005 | KCPS-1000 | 31827-6 | [7 empty] | 23/2/2022 | 2 - Normal | 2 - Medium | 1 - Excellent |  | 3 - Normal
Bombala Multi-Purpose Service | Bombala Multi-Purpose Service | Ground | 7 |  | BBA-0008 | Oil Separator Tank | 1000 | BBA-0008 |  | Kwikflo | 5/8/2005 | KCPS-1000 | 31827-6 | [7 empty] | 23/2/2022 | 2 - Normal | 2 - Medium | 1 - Excellent |  | 3 - Normal
Bombala Multi-Purpose Service | Bombala Multi-Purpose Service | Ground | 7 |  | BBA-0008 | Oil Separator Tank | 1000 | BBA-0008 |  | Kwikflo | 5/8/2005 | KCPS-1000 | 31827-6 | [7 empty] | 23/2/2022 | 2 - Normal | 2 - Medium | 1 - Excellent |  | 3 - Normal
Bombala Multi-Purpose Service | Bombala Multi-Purpose Service | Ground | 7 |  | BBA-0008 | Oil Separator Tank | 1000 | BBA-0008 |  | Kwikflo | 5/8/2005 | KCPS-1000 | 31827-6 | [7 empty] | 23/2/2022 | 2 - Normal | 2 - Medium | 1 - Excellent |  | 3 - Normal
Bombala Multi-Purpose Service | Bombala Multi-Purpose Service | Ground | 7 |  | BBA-0008 | Oil Separator Tank | 1000 | BBA-0008 |  | Kwikflo | 5/8/2005 | KCPS-1000 | 31827-6 | [7 empty] | 23/2/2022 | 2 - Normal | 2 - Medium | 1 - Excellent |  | 3 - Normal
Bombala Multi-Purpose Service | Bombala Multi-Purpose Service | Ground | 7 |  | BBA-0008 | Oil Separator Tank | 1000 | BBA-0008 |  | Kwikflo | 5/8/2005 | KCPS-1000 | 31827-6 | [7 empty] | 23/2/2022 | 2 - Normal | 2 - Medium | 1 - Excellent |  | 3 - Normal
Bombala Multi-Purpose Service | Bombala Multi-Purpose Service | Ground | 7 |  | BBA-0008 | Oil Separator Tank | 1000 | BBA-0008 |  | Kwikflo | 5/8/2005 | KCPS-1000 | 31827-6 | [7 empty] | 23/2/2022 | 2 - Normal | 2 - Medium | 1 - Excellent |  | 3 - Normal
Bombala Multi-Purpose Service | Bombala Multi-Purpose Service | Ground | 7 |  | BBA-0008 | Oil Separator Tank | 1000 | BBA-0008 |  | Kwikflo | 5/8/2005 | KCPS-1000 | 31827-6 | [7 empty] | 23/2/2022 | 2 - Normal | 2 - Medium | 1 - Excellent |  | 3 - Normal
Bombala Multi-Purpose Service | Bombala Multi-Purpose Service | Ground | 7 |  | BBA-0008 | Oil Separator Tank | 1000 | BBA-0008 |  | Kwikflo | 5/8/2005 | KCPS-1000 | 31827-6 | [7 empty] | 23/2/2022 | 2 - Normal | 2 - Medium | 1 - Excellent |  | 3 - Normal
Bombala Multi-Purpose Service | Bombala Multi-Purpose Service | Ground | 7 |  | BBA-0008 | Oil Separator Tank | 1000 | BBA-0008 |  | Kwikflo | 5/8/2005 | KCPS-1000 | 31827-6 | [7 empty] | 23/2/2022 | 2 - Normal | 2 - Medium | 1 - Excellent |  | 3 - Normal
Bombala Multi-Purpose Service | Bombala Multi-Purpose Service | Ground | 7 |  | BBA-0008 | Oil Separator Tank | 1000 | BBA-0008 |  | Kwikflo | 5/8/2005 | KCPS-1000 | 31827-6 | [7 empty] | 23/2/2022 | 2 - Normal | 2 - Medium | 1 - Excellent |  | 3 - Normal
Bombala Multi-Purpose Service | Bombala Multi-Purpose Service | Ground | 7 |  | BBA-0008 | Oil Separator Tank | 1000 | BBA-0008 |  | Kwikflo | 5/8/2005 | KCPS-1000 | 31827-6 | [7 empty] | 23/2/2022 | 2 - Normal | 2 - Medium | 1 - Excellent |  | 3 - Normal
Bombala Multi-Purpose Service | Bombala Multi-Purpose Service | Ground | 7 |  | BBA-0008 | Oil Separator Tank | 1000 | BBA-0008 |  | Kwikflo | 5/8/2005 | KCPS-1000 | 31827-6 | [7 empty] | 23/2/2022 | 2 - Normal | 2 - Medium | 1 - Excellent |  | 3 - Normal
Bombala Multi-Purpose Service | Bombala Multi-Purpose Service | Ground | 7 |  | BBA-0008 | Oil Separator Tank | 1000 | BBA-0008 |  | Kwikflo | 5/8/2005 | KCPS-1000 | 31827-6 | [7 empty] | 23/2/2022 | 2 - Normal | 2 - Medium | 1 - Excellent |  | 3 - Normal
Bombala Multi-Purpose Service | Bombala Multi-Purpose Service | Ground | 7 |  | BBA-0008 | Oil Separator Tank | 1000 | BBA-0008 |  | Kwikflo | 5/8/2005 | KCPS-1000 | 31827-6 | [7 empty] | 23/2/2022 | 2 - Normal | 2 - Medium | 1 - Excellent |  | 3 - Normal
Bombala Multi-Purpose Service | Bombala Multi-Purpose Service | Ground | 7 |  | BBA-0008 | Oil Separator Tank | 1000 | BBA-0008 |  | Kwikflo | 5/8/2005 | KCPS-1000 | 31827-6 | [7 empty] | 23/2/2022 | 2 - Normal | 2 - Medium | 1 - Excellent |  | 3 - Normal
Bombala Multi-Purpose Service | Bombala Multi-Purpose Service | Ground | 7 |  | BBA-0008 | Oil Separator Tank | 1000 | BBA-0008 |  | Kwikflo | 5/8/2005 | KCPS-1000 | 31827-6 | [7 empty] | 23/2/2022 | 2 - Normal | 2 - Medium | 1 - Excellent |  | 3 - Normal
Bombala Multi-Purpose Service | Bombala Multi-Purpose Service | Ground | 7 |  | BBA-0008 | Oil Separator Tank | 1000 | BBA-0008 |  | Kwikflo | 5/8/2005 | KCPS-1000 | 31827-6 | [7 empty] | 23/2/2022 | 2 - Normal | 2 - Medium | 1 - Excellent |  | 3 - Normal
Bombala Multi-Purpose Service | Bombala Multi-Purpose Service | Ground | 7 |  | BBA-0008 | Oil Separator Tank | 1000 | BBA-0008 |  | Kwikflo | 5/8/2005 | KCPS-1000 | 31827-6 | [7 empty] | 23/2/2022 | 2 - Normal | 2 - Medium | 1 - Excellent |  | 3 - Normal
Bombala Multi-Purpose Service | Bombala Multi-Purpose Service | Ground | 7 |  | BBA-0008 | Oil Separator Tank | 1000 | BBA-0008 |  | Kwikflo | 5/8/2005 | KCPS-1000 | 31827-6 | [7 empty] | 23/2/2022 | 2 - Normal | 2 - Medium | 1 - Excellent |  | 3 - Normal
Bombala Multi-Purpose Service | Bombala Multi-Purpose Service | Ground | 7 |  | BBA-0008 | Oil Separator Tank | 1000 | BBA-0008 |  | Kwikflo | 5/8/2005 | KCPS-1000 | 31827-6 | [7 empty] | 23/2/2022 | 2 - Normal | 2 - Medium | 1 - Excellent |  | 3 - Normal
Bombala Multi-Purpose Service | Bombala Multi-Purpose Service | Ground | 7 |  | BBA-0008 | Oil Separator Tank | 1000 | BBA-0008 |  | Kwikflo | 5/8/2005 | KCPS-1000 | 31827-6 | [7 empty] | 23/2/2022 | 2 - Normal | 2 - Medium | 1 - Excellent |  | 3 - Normal
Bombala Multi-Purpose Service | Bombala Multi-Purpose Service | Ground | 7 |  | BBA-0008 | Oil Separator Tank | 1000 | BBA-0008 |  | Kwikflo | 5/8/2005 | KCPS-1000 | 31827-6 | [7 empty] | 23/2/2022 | 2 - Normal | 2 - Medium | 1 - Excellent |  | 3 - Normal
Bombala Multi-Purpose Service | Bombala Multi-Purpose Service | Ground | 7 |  | BBA-0008 | Oil Separator Tank | 1000 | BBA-0008 |  | Kwikflo | 5/8/2005 | KCPS-1000 | 31827-6 | [7 empty] | 23/2/2022 | 2 - Normal | 2 - Medium | 1 - Excellent |  | 3 - Normal
Bombala Multi-Purpose Service | Bombala Multi-Purpose Service | Ground | 7 |  | BBA-0008 | Oil Separator Tank | 1000 | BBA-0008 |  | Kwikflo | 5/8/2005 | KCPS-1000 | 31827-6 | [7 empty] | 23/2/2022 | 2 - Normal | 2 - Medium | 1 - Excellent |  | 3 - Normal
Bombala Multi-Purpose Service | Bombala Multi-Purpose Service | Ground | 7 |  | BBA-0008 | Oil Separator Tank | 1000 | BBA-0008 |  | Kwikflo | 5/8/2005 | KCPS-1000 | 31827-6 | [7 empty] | 23/2/2022 | 2 - Normal | 2 - Medium | 1 - Excellent |  | 3 - Normal
Bombala Multi-Purpose Service | Bombala Multi-Purpose Service | Ground | 7 |  | BBA-0008 | Oil Separator Tank | 1000 | BBA-0008 |  | Kwikflo | 5/8/2005 | KCPS-1000 | 31827-6 | [7 empty] | 23/2/2022 | 2 - Normal | 2 - Medium | 1 - Excellent |  | 3 - Normal
Bombala Multi-Purpose Service | Bombala Multi-Purpose Service | Ground | 7 |  | BBA-0008 | Oil Separator Tank | 1000 | BBA-0008 |  | Kwikflo | 5/8/2005 | KCPS-1000 | 31827-6 | [7 empty] | 23/2/2022 | 2 - Normal | 2 - Medium | 1 - Excellent |  | 3 - Normal
Bombala Multi-Purpose Service | Bombala Multi-Purpose Service | Ground | 7 |  | BBA-0008 | Oil Separator Tank | 1000 | BBA-0008 |  | Kwikflo | 5/8/2005 | KCPS-1000 | 31827-6 | [7 empty] | 23/2/2022 | 2 - Normal | 2 - Medium | 1 - Excellent |  | 3 - Normal
Bombala Multi-Purpose Service | Bombala Multi-Purpose Service | Ground | 7 |  | BBA-0008 | Oil Separator Tank | 1000 | BBA-0008 |  | Kwikflo | 5/8/2005 | KCPS-1000 | 31827-6 | [7 empty] | 23/2/2022 | 2 - Normal | 2 - Medium | 1 - Excellent |  | 3 - Normal
Bombala Multi-Purpose Service | Bombala Multi-Purpose Service | Ground | 7 |  | BBA-0008 | Oil Separator Tank | 1000 | BBA-0008 |  | Kwikflo | 5/8/2005 | KCPS-1000 | 31827-6 | [7 empty] | 23/2/2022 | 2 - Normal | 2 - Medium | 1 - Excellent |  | 3 - Normal
Bombala Multi-Purpose Service | Bombala Multi-Purpose Service | Ground | 7 |  | BBA-0008 | Oil Separator Tank | 1000 | BBA-0008 |  | Kwikflo | 5/8/2005 | KCPS-1000 | 31827-6 | [7 empty] | 23/2/2022 | 2 - Normal | 2 - Medium | 1 - Excellent |  | 3 - Normal
Bombala Multi-Purpose Service | Bombala Multi-Purpose Service | Ground | 7 |  | BBA-0008 | Oil Separator Tank | 1000 | BBA-0008 |  | Kwikflo | 5/8/2005 | KCPS-1000 | 31827-6 | [7 empty] | 23/2/2022 | 2 - Normal | 2 - Medium | 1 - Excellent |  | 3 - Normal
Bombala Multi-Purpose Service | Bombala Multi-Purpose Service | Ground | 7 |  | BBA-0008 | Oil Separator Tank | 1000 | BBA-0008 |  | Kwikflo | 5/8/2005 | KCPS-1000 | 31827-6 | [7 empty] | 23/2/2022 | 2 - Normal | 2 - Medium | 1 - Excellent |  | 3 - Normal
Bombala Multi-Purpose Service | Bombala Multi-Purpose Service | Ground | 7 |  | BBA-0008 | Oil Separator Tank | 1000 | BBA-0008 |  | Kwikflo | 5/8/2005 | KCPS-1000 | 31827-6 | [7 empty] | 23/2/2022 | 2 - Normal | 2 - Medium | 1 - Excellent |  | 3 - Normal
Bombala Multi-Purpose Service | Bombala Multi-Purpose Service | Ground | 7 |  | BBA-0008 | Oil Separator Tank | 1000 | BBA-0008 |  | Kwikflo | 5/8/2005 | KCPS-1000 | 31827-6 | [7 empty] | 23/2/2022 | 2 - Normal | 2 - Medium | 1 - Excellent |  | 3 - Normal
Bombala Multi-Purpose Service | Bombala Multi-Purpose Service | Ground | 7 |  | BBA-0008 | Oil Separator Tank | 1000 | BBA-0008 |  | Kwikflo | 5/8/2005 | KCPS-1000 | 31827-6 | [7 empty] | 23/2/2022 | 2 - Normal | 2 - Medium | 1 - Excellent |  | 3 - Normal
Bombala Multi-Purpose Service | Bombala Multi-Purpose Service | Ground | 7 |  | BBA-0008 | Oil Separator Tank | 1000 | BBA-0008 |  | Kwikflo | 5/8/2005 | KCPS-1000 | 31827-6 | [7 empty] | 23/2/2022 | 2 - Normal | 2 - Medium | 1 - Excellent |  | 3 - Normal
Bombala Multi-Purpose Service | Bombala Multi-Purpose Service | Ground | 7 |  | BBA-0008 | Oil Separator Tank | 1000 | BBA-0008 |  | Kwikflo | 5/8/2005 | KCPS-1000 | 31827-6 | [7 empty] | 23/2/2022 | 2 - Normal | 2 - Medium | 1 - Excellent |  | 3 - Normal
Bombala Multi-Purpose Service | Bombala Multi-Purpose Service | Ground | 7 |  | BBA-0008 | Oil Separator Tank | 1000 | BBA-0008 |  | Kwikflo | 5/8/2005 | KCPS-1000 | 31827-6 | [7 empty] | 23/2/2022 | 2 - Normal | 2 - Medium | 1 - Excellent |  | 3 - Normal
Bombala Multi-Purpose Service | Bombala Multi-Purpose Service | Ground | 7 |  | BBA-0008 | Oil Separator Tank | 1000 | BBA-0008 |  | Kwikflo | 5/8/2005 | KCPS-1000 | 31827-6 | [7 empty] | 23/2/2022 | 2 - Normal | 2 - Medium | 1 - Excellent |  | 3 - Normal
Bombala Multi-Purpose Service | Bombala Multi-Purpose Service | Ground | 7 |  | BBA-0008 | Oil Separator Tank | 1000 | BBA-0008 |  | Kwikflo | 5/8/2005 | KCPS-1000 | 31827-6 | [7 empty] | 23/2/2022 | 2 - Normal | 2 - Medium | 1 - Excellent |  | 3 - Normal
Bombala Multi-Purpose Service | Bombala Multi-Purpose Service | Ground | 7 |  | BBA-0008 | Oil Separator Tank | 1000 | BBA-0008 |  | Kwikflo | 5/8/2005 | KCPS-1000 | 31827-6 | [7 empty] | 23/2/2022 | 2 - Normal | 2 - Medium | 1 - Excellent |  | 3 - Normal
Bombala Multi-Purpose Service | Bombala Multi-Purpose Service | Ground | 7 |  | BBA-0008 | Oil Separator Tank | 1000 | BBA-0008 |  | Kwikflo | 5/8/2005 | KCPS-1000 | 31827-6 | [7 empty] | 23/2/2022 | 2 - Normal | 2 - Medium | 1 - Excellent |  | 3 - Normal
Bombala Multi-Purpose Service | Bombala Multi-Purpose Service | Ground | 7 |  | BBA-0008 | Oil Separator Tank | 1000 | BBA-0008 |  | Kwikflo | 5/8/2005 | KCPS-1000 | 31827-6 | [7 empty] | 23/2/2022 | 2 - Normal | 2 - Medium | 1 - Excellent |  | 3 - Normal
Bombala Multi-Purpose Service | Bombala Multi-Purpose Service | Ground | 7 |  | BBA-0008 | Oil Separator Tank | 1000 | BBA-0008 |  | Kwikflo | 5/8/2005 | KCPS-1000 | 31827-6 | [7 empty] | 23/2/2022 | 2 - Normal | 2 - Medium | 1 - Excellent |  | 3 - Normal
Bombala Multi-Purpose Service | Bombala Multi-Purpose Service | Ground | 7 |  | BBA-0008 | Oil Separator Tank | 1000 | BBA-0008 |  | Kwikflo | 5/8/2005 | KCPS-1000 | 31827-6 | [7 empty] | 23/2/2022 | 2 - Normal | 2 - Medium | 1 - Excellent |  | 3 - Normal
Bombala Multi-Purpose Service | Bombala Multi-Purpose Service | Ground | 7 |  | BBA-0008 | Oil Separator Tank | 1000 | BBA-0008 |  | Kwikflo | 5/8/2005 | KCPS-1000 | 31827-6 | [7 empty] | 23/2/2022 | 2 - Normal | 2 - Medium | 1 - Excellent |  | 3 - Normal
Bombala Multi-Purpose Service | Bombala Multi-Purpose Service | Ground | 7 |  | BBA-0008 | Oil Separator Tank | 1000 | BBA-0008 |  | Kwikflo | 5/8/2005 | KCPS-1000 | 31827-6 | [7 empty] | 23/2/2022 | 2 - Normal | 2 - Medium | 1 - Excellent |  | 3 - Normal
Bombala Multi-Purpose Service | Bombala Multi-Purpose Service | Ground | 7 |  | BBA-0008 | Oil Separator Tank | 1000 | BBA-0008 |  | Kwikflo | 5/8/2005 | KCPS-1000 | 31827-6 | [7 empty] | 23/2/2022 | 2 - Normal | 2 - Medium | 1 - Excellent |  | 3 - Normal
Bombala Multi-Purpose Service | Bombala Multi-Purpose Service | Ground | 7 |  | BBA-0008 | Oil Separator Tank | 1000 | BBA-0008 |  | Kwikflo | 5/8/2005 | KCPS-1000 | 31827-6 | [7 empty] | 23/2/2022 | 2 - Normal | 2 - Medium | 1 - Excellent |  | 3 - Normal
Bombala Multi-Purpose Service | Bombala Multi-Purpose Service | Ground | 7 |  | BBA-0008 | Oil Separator Tank | 1000 | BBA-0008 |  | Kwikflo | 5/8/2005 | KCPS-1000 | 31827-6 | [7 empty] | 23/2/2022 | 2 - Normal | 2 - Medium | 1 - Excellent |  | 3 - Normal
Bombala Multi-Purpose Service | Bombala Multi-Purpose Service | Ground | 7 |  | BBA-0008 | Oil Separator Tank | 1000 | BBA-0008 |  | Kwikflo | 5/8/2005 | KCPS-1000 | 31827-6 | [7 empty] | 23/2/2022 | 2 - Normal | 2 - Medium | 1 - Excellent |  | 3 - Normal
Bombala Multi-Purpose Service | Bombala Multi-Purpose Service | Ground | 7 |  | BBA-0008 | Oil Separator Tank | 1000 | BBA-0008 |  | Kwikflo | 5/8/2005 | KCPS-1000 | 31827-6 | [7 empty] | 23/2/2022 | 2 - Normal | 2 - Medium | 1 - Excellent |  | 3 - Normal
Bombala Multi-Purpose Service | Bombala Multi-Purpose Service | Ground | 7 |  | BBA-0008 | Oil Separator Tank | 1000 | BBA-0008 |  | Kwikflo | 5/8/2005 | KCPS-1000 | 31827-6 | [7 empty] | 23/2/2022 | 2 - Normal | 2 - Medium | 1 - Excellent |  | 3 - Normal
Bombala Multi-Purpose Service | Bombala Multi-Purpose Service | Ground | 7 |  | BBA-0008 | Oil Separator Tank | 1000 | BBA-0008 |  | Kwikflo | 5/8/2005 | KCPS-1000 | 31827-6 | [7 empty] | 23/2/2022 | 2 - Normal | 2 - Medium | 1 - Excellent |  | 3 - Normal
Bombala Multi-Purpose Service | Bombala Multi-Purpose Service | Ground | 7 |  | BBA-0008 | Oil Separator Tank | 1000 | BBA-0008 |  | Kwikflo | 5/8/2005 | KCPS-1000 | 31827-6 | [7 empty] | 23/2/2022 | 2 - Normal | 2 - Medium | 1 - Excellent |  | 3 - Normal
Bombala Multi-Purpose Service | Bombala Multi-Purpose Service | Ground | 7 |  | BBA-0008 | Oil Separator Tank | 1000 | BBA-0008 |  | Kwikflo | 5/8/2005 | KCPS-1000 | 31827-6 | [7 empty] | 23/2/2022 | 2 - Normal | 2 - Medium | 1 - Excellent |  | 3 - Normal
Bombala Multi-Purpose Service | Bombala Multi-Purpose Service | Ground | 7 |  | BBA-0008 | Oil Separator Tank | 1000 | BBA-0008 |  | Kwikflo | 5/8/2005 | KCPS-1000 | 31827-6 | [7 empty] | 23/2/2022 | 2 - Normal | 2 - Medium | 1 - Excellent |  | 3 - Normal
Bombala Multi-Purpose Service | Bombala Multi-Purpose Service | Ground | 7 |  | BBA-0008 | Oil Separator Tank | 1000 | BBA-0008 |  | Kwikflo | 5/8/2005 | KCPS-1000 | 31827-6 | [7 empty] | 23/2/2022 | 2 - Normal | 2 - Medium | 1 - Excellent |  | 3 - Normal
Bombala Multi-Purpose Service | Bombala Multi-Purpose Service | Ground | 7 |  | BBA-0008 | Oil Separator Tank | 1000 | BBA-0008 |  | Kwikflo | 5/8/2005 | KCPS-1000 | 31827-6 | [7 empty] | 23/2/2022 | 2 - Normal | 2 - Medium | 1 - Excellent |  | 3 - Normal
Bombala Multi-Purpose Service | Bombala Multi-Purpose Service | Ground | 7 |  | BBA-0008 | Oil Separator Tank | 1000 | BBA-0008 |  | Kwikflo | 5/8/2005 | KCPS-1000 | 31827-6 | [7 empty] | 23/2/2022 | 2 - Normal | 2 - Medium | 1 - Excellent |  | 3 - Normal
Bombala Multi-Purpose Service | Bombala Multi-Purpose Service | Ground | 7 |  | BBA-0008 | Oil Separator Tank | 1000 | BBA-0008 |  | Kwikflo | 5/8/2005 | KCPS-1000 | 31827-6 | [7 empty] | 23/2/2022 | 2 - Normal | 2 - Medium | 1 - Excellent |  | 3 - Normal
Bombala Multi-Purpose Service | Bombala Multi-Purpose Service | Ground | 7 |  | BBA-0008 | Oil Separator Tank | 1000 | BBA-0008 |  | Kwikflo | 5/8/2005 | KCPS-1000 | 31827-6 | [7 empty] | 23/2/2022 | 2 - Normal | 2 - Medium | 1 - Excellent |  | 3 - Normal
Bombala Multi-Purpose Service | Bombala Multi-Purpose Service | Ground | 7 |  | BBA-0008 | Oil Separator Tank | 1000 | BBA-0008 |  | Kwikflo | 5/8/2005 | KCPS-1000 | 31827-6 | [7 empty] | 23/2/2022 | 2 - Normal | 2 - Medium | 1 - Excellent |  | 3 - Normal
Bombala Multi-Purpose Service | Bombala Multi-Purpose Service | Ground | 7 |  | BBA-0008 | Oil Separator Tank | 1000 | BBA-0008 |  | Kwikflo | 5/8/2005 | KCPS-1000 | 31827-6 | [7 empty] | 23/2/2022 | 2 - Normal | 2 - Medium | 1 - Excellent |  | 3 - Normal
Bombala Multi-Purpose Service | Bombala Multi-Purpose Service | Ground | 7 |  | BBA-0008 | Oil Separator Tank | 1000 | BBA-0008 |  | Kwikflo | 5/8/2005 | KCPS-1000 | 31827-6 | [7 empty] | 23/2/2022 | 2 - Normal | 2 - Medium | 1 - Excellent |  | 3 - Normal
Bombala Multi-Purpose Service | Bombala Multi-Purpose Service | Ground | 7 |  | BBA-0008 | Oil Separator Tank | 1000 | BBA-0008 |  | Kwikflo | 5/8/2005 | KCPS-1000 | 31827-6 | [7 empty] | 23/2/2022 | 2 - Normal | 2 - Medium | 1 - Excellent |  | 3 - Normal
Bombala Multi-Purpose Service | Bombala Multi-Purpose Service | Ground | 7 |  | BBA-0008 | Oil Separator Tank | 1000 | BBA-0008 |  | Kwikflo | 5/8/2005 | KCPS-1000 | 31827-6 | [7 empty] | 23/2/2022 | 2 - Normal | 2 - Medium | 1 - Excellent |  | 3 - Normal
Bombala Multi-Purpose Service | Bombala Multi-Purpose Service | Ground | 7 |  | BBA-0008 | Oil Separator Tank | 1000 | BBA-0008 |  | Kwikflo | 5/8/2005 | KCPS-1000 | 31827-6 | [7 empty] | 23/2/2022 | 2 - Normal | 2 - Medium | 1 - Excellent |  | 3 - Normal
Bombala Multi-Purpose Service | Bombala Multi-Purpose Service | Ground | 7 |  | BBA-0008 | Oil Separator Tank | 1000 | BBA-0008 |  | Kwikflo | 5/8/2005 | KCPS-1000 | 31827-6 | [7 empty] | 23/2/2022 | 2 - Normal | 2 - Medium | 1 - Excellent |  | 3 - Normal
Bombala Multi-Purpose Service | Bombala Multi-Purpose Service | Ground | 7 |  | BBA-0008 | Oil Separator Tank | 1000 | BBA-0008 |  | Kwikflo | 5/8/2005 | KCPS-1000 | 31827-6 | [7 empty] | 23/2/2022 | 2 - Normal | 2 - Medium | 1 - Excellent |  | 3 - Normal
Bombala Multi-Purpose Service | Bombala Multi-Purpose Service | Ground | 7 |  | BBA-0008 | Oil Separator Tank | 1000 | BBA-0008 |  | Kwikflo | 5/8/2005 | KCPS-1000 | 31827-6 | [7 empty] | 23/2/2022 | 2 - Normal | 2 - Medium | 1 - Excellent |  | 3 - Normal
Bombala Multi-Purpose Service | Bombala Multi-Purpose Service | Ground | 7 |  | BBA-0008 | Oil Separator Tank | 1000 | BBA-0008 |  | Kwikflo | 5/8/2005 | KCPS-1000 | 31827-6 | [7 empty] | 23/2/2022 | 2 - Normal | 2 - Medium | 1 - Excellent |  | 3 - Normal
Bombala Multi-Purpose Service | Bombala Multi-Purpose Service | Ground | 7 |  | BBA-0008 | Oil Separator Tank | 1000 | BBA-0008 |  | Kwikflo | 5/8/2005 | KCPS-1000 | 31827-6 | [7 empty] | 23/2/2022 | 2 - Normal | 2 - Medium | 1 - Excellent |  | 3 - Normal
Bombala Multi-Purpose Service | Bombala Multi-Purpose Service | Ground | 7 |  | BBA-0008 | Oil Separator Tank | 1000 | BBA-0008 |  | Kwikflo | 5/8/2005 | KCPS-1000 | 31827-6 | [7 empty] | 23/2/2022 | 2 - Normal | 2 - Medium | 1 - Excellent |  | 3 - Normal
Bombala Multi-Purpose Service | Bombala Multi-Purpose Service | Ground | 7 |  | BBA-0008 | Oil Separator Tank | 1000 | BBA-0008 |  | Kwikflo | 5/8/2005 | KCPS-1000 | 31827-6 | [7 empty] | 23/2/2022 | 2 - Normal | 2 - Medium | 1 - Excellent |  | 3 - Normal
Bombala Multi-Purpose Service | Bombala Multi-Purpose Service | Ground | 7 |  | BBA-0008 | Oil Separator Tank | 1000 | BBA-0008 |  | Kwikflo | 5/8/2005 | KCPS-1000 | 31827-6 | [7 empty] | 23/2/2022 | 2 - Normal | 2 - Medium | 1 - Excellent |  | 3 - Normal
Bombala Multi-Purpose Service | Bombala Multi-Purpose Service | Ground | 7 |  | BBA-0008 | Oil Separator Tank | 1000 | BBA-0008 |  | Kwikflo | 5/8/2005 | KCPS-1000 | 31827-6 | [7 empty] | 23/2/2022 | 2 - Normal | 2 - Medium | 1 - Excellent |  | 3 - Normal
Bombala Multi-Purpose Service | Bombala Multi-Purpose Service | Ground | 7 |  | BBA-0008 | Oil Separator Tank | 1000 | BBA-0008 |  | Kwikflo | 5/8/2005 | KCPS-1000 | 31827-6 | [7 empty] | 23/2/2022 | 2 - Normal | 2 - Medium | 1 - Excellent |  | 3 - Normal
Bombala Multi-Purpose Service | Bombala Multi-Purpose Service | Ground | 7 |  | BBA-0008 | Oil Separator Tank | 1000 | BBA-0008 |  | Kwikflo | 5/8/2005 | KCPS-1000 | 31827-6 | [7 empty] | 23/2/2022 | 2 - Normal | 2 - Medium | 1 - Excellent |  | 3 - Normal
Bombala Multi-Purpose Service | Bombala Multi-Purpose Service | Ground | 7 |  | BBA-0008 | Oil Separator Tank | 1000 | BBA-0008 |  | Kwikflo | 5/8/2005 | KCPS-1000 | 31827-6 | [7 empty] | 23/2/2022 | 2 - Normal | 2 - Medium | 1 - Excellent |  | 3 - Normal
Bombala Multi-Purpose Service | Bombala Multi-Purpose Service | Ground | 7 |  | BBA-0008 | Oil Separator Tank | 1000 | BBA-0008 |  | Kwikflo | 5/8/2005 | KCPS-1000 | 31827-6 | [7 empty] | 23/2/2022 | 2 - Normal | 2 - Medium | 1 - Excellent |  | 3 - Normal
Bombala Multi-Purpose Service | Bombala Multi-Purpose Service | Ground | 7 |  | BBA-0008 | Oil Separator Tank | 1000 | BBA-0008 |  | Kwikflo | 5/8/2005 | KCPS-1000 | 31827-6 | [7 empty] | 23/2/2022 | 2 - Normal | 2 - Medium | 1 - Excellent |  | 3 - Normal
Bombala Multi-Purpose Service | Bombala Multi-Purpose Service | Ground | 7 |  | BBA-0008 | Oil Separator Tank | 1000 | BBA-0008 |  | Kwikflo | 5/8/2005 | KCPS-1000 | 31827-6 | [7 empty] | 23/2/2022 | 2 - Normal | 2 - Medium | 1 - Excellent |  | 3 - Normal
Bombala Multi-Purpose Service | Bombala Multi-Purpose Service | Ground | 7 |  | BBA-0008 | Oil Separator Tank | 1000 | BBA-0008 |  | Kwikflo | 5/8/2005 | KCPS-1000 | 31827-6 | [7 empty] | 23/2/2022 | 2 - Normal | 2 - Medium | 1 - Excellent |  | 3 - Normal
Bombala Multi-Purpose Service | Bombala Multi-Purpose Service | Ground | 7 |  | BBA-0008 | Oil Separator Tank | 1000 | BBA-0008 |  | Kwikflo | 5/8/2005 | KCPS-1000 | 31827-6 | [7 empty] | 23/2/2022 | 2 - Normal | 2 - Medium | 1 - Excellent |  | 3 - Normal
Bombala Multi-Purpose Service | Bombala Multi-Purpose Service | Ground | 7 |  | BBA-0008 | Oil Separator Tank | 1000 | BBA-0008 |  | Kwikflo | 5/8/2005 | KCPS-1000 | 31827-6 | [7 empty] | 23/2/2022 | 2 - Normal | 2 - Medium | 1 - Excellent |  | 3 - Normal
Bombala Multi-Purpose Service | Bombala Multi-Purpose Service | Ground | 7 |  | BBA-0008 | Oil Separator Tank | 1000 | BBA-0008 |  | Kwikflo | 5/8/2005 | KCPS-1000 | 31827-6 | [7 empty] | 23/2/2022 | 2 - Normal | 2 - Medium | 1 - Excellent |  | 3 - Normal
Bombala Multi-Purpose Service | Bombala Multi-Purpose Service | Ground | 7 |  | BBA-0008 | Oil Separator Tank | 1000 | BBA-0008 |  | Kwikflo | 5/8/2005 | KCPS-1000 | 31827-6 | [7 empty] | 23/2/2022 | 2 - Normal | 2 - Medium | 1 - Excellent |  | 3 - Normal
Bombala Multi-Purpose Service | Bombala Multi-Purpose Service | Ground | 7 |  | BBA-0008 | Oil Separator Tank | 1000 | BBA-0008 |  | Kwikflo | 5/8/2005 | KCPS-1000 | 31827-6 | [7 empty] | 23/2/2022 | 2 - Normal | 2 - Medium | 1 - Excellent |  | 3 - Normal
Bombala Multi-Purpose Service | Bombala Multi-Purpose Service | Ground | 7 |  | BBA-0008 | Oil Separator Tank | 1000 | BBA-0008 |  | Kwikflo | 5/8/2005 | KCPS-1000 | 31827-6 | [7 empty] | 23/2/2022 | 2 - Normal | 2 - Medium | 1 - Excellent |  | 3 - Normal
Bombala Multi-Purpose Service | Bombala Multi-Purpose Service | Ground | 7 |  | BBA-0008 | Oil Separator Tank | 1000 | BBA-0008 |  | Kwikflo | 5/8/2005 | KCPS-1000 | 31827-6 | [7 empty] | 23/2/2022 | 2 - Normal | 2 - Medium | 1 - Excellent |  | 3 - Normal
Bombala Multi-Purpose Service | Bombala Multi-Purpose Service | Ground | 7 |  | BBA-0008 | Oil Separator Tank | 1000 | BBA-0008 |  | Kwikflo | 5/8/2005 | KCPS-1000 | 31827-6 | [7 empty] | 23/2/2022 | 2 - Normal | 2 - Medium | 1 - Excellent |  | 3 - Normal
Bombala Multi-Purpose Service | Bombala Multi-Purpose Service | Ground | 7 |  | BBA-0008 | Oil Separator Tank | 1000 | BBA-0008 |  | Kwikflo | 5/8/2005 | KCPS-1000 | 31827-6 | [7 empty] | 23/2/2022 | 2 - Normal | 2 - Medium | 1 - Excellent |  | 3 - Normal
Bombala Multi-Purpose Service | Bombala Multi-Purpose Service | Ground | 7 |  | BBA-0008 | Oil Separator Tank | 1000 | BBA-0008 |  | Kwikflo | 5/8/2005 | KCPS-1000 | 31827-6 | [7 empty] | 23/2/2022 | 2 - Normal | 2 - Medium | 1 - Excellent |  | 3 - Normal
Bombala Multi-Purpose Service | Bombala Multi-Purpose Service | Ground | 7 |  | BBA-0008 | Oil Separator Tank | 1000 | BBA-0008 |  | Kwikflo | 5/8/2005 | KCPS-1000 | 31827-6 | [7 empty] | 23/2/2022 | 2 - Normal | 2 - Medium | 1 - Excellent |  | 3 - Normal
Bombala Multi-Purpose Service | Bombala Multi-Purpose Service | Ground | 7 |  | BBA-0008 | Oil Separator Tank | 1000 | BBA-0008 |  | Kwikflo | 5/8/2005 | KCPS-1000 | 31827-6 | [7 empty] | 23/2/2022 | 2 - Normal | 2 - Medium | 1 - Excellent |  | 3 - Normal
Bombala Multi-Purpose Service | Bombala Multi-Purpose Service | Ground | 7 |  | BBA-0008 | Oil Separator Tank | 1000 | BBA-0008 |  | Kwikflo | 5/8/2005 | KCPS-1000 | 31827-6 | [7 empty] | 23/2/2022 | 2 - Normal | 2 - Medium | 1 - Excellent |  | 3 - Normal
Bombala Multi-Purpose Service | Bombala Multi-Purpose Service | Ground | 7 |  | BBA-0008 | Oil Separator Tank | 1000 | BBA-0008 |  | Kwikflo | 5/8/2005 | KCPS-1000 | 31827-6 | [7 empty] | 23/2/2022 | 2 - Normal | 2 - Medium | 1 - Excellent |  | 3 - Normal
Bombala Multi-Purpose Service | Bombala Multi-Purpose Service | Ground | 7 |  | BBA-0008 | Oil Separator Tank | 1000 | BBA-0008 |  | Kwikflo | 5/8/2005 | KCPS-1000 | 31827-6 | [7 empty] | 23/2/2022 | 2 - Normal | 2 - Medium | 1 - Excellent |  | 3 - Normal
Bombala Multi-Purpose Service | Bombala Multi-Purpose Service | Ground | 7 |  | BBA-0008 | Oil Separator Tank | 1000 | BBA-0008 |  | Kwikflo | 5/8/2005 | KCPS-1000 | 31827-6 | [7 empty] | 23/2/2022 | 2 - Normal | 2 - Medium | 1 - Excellent |  | 3 - Normal
Bombala Multi-Purpose Service | Bombala Multi-Purpose Service | Ground | 7 |  | BBA-0008 | Oil Separator Tank | 1000 | BBA-0008 |  | Kwikflo | 5/8/2005 | KCPS-1000 | 31827-6 | [7 empty] | 23/2/2022 | 2 - Normal | 2 - Medium | 1 - Excellent |  | 3 - Normal
Bombala Multi-Purpose Service | Bombala Multi-Purpose Service | Ground | 7 |  | BBA-0008 | Oil Separator Tank | 1000 | BBA-0008 |  | Kwikflo | 5/8/2005 | KCPS-1000 | 31827-6 | [7 empty] | 23/2/2022 | 2 - Normal | 2 - Medium | 1 - Excellent |  | 3 - Normal
Bombala Multi-Purpose Service | Bombala Multi-Purpose Service | Ground | 7 |  | BBA-0008 | Oil Separator Tank | 1000 | BBA-0008 |  | Kwikflo | 5/8/2005 | KCPS-1000 | 31827-6 | [7 empty] | 23/2/2022 | 2 - Normal | 2 - Medium | 1 - Excellent |  | 3 - Normal
Bombala Multi-Purpose Service | Bombala Multi-Purpose Service | Ground | 7 |  | BBA-0008 | Oil Separator Tank | 1000 | BBA-0008 |  | Kwikflo | 5/8/2005 | KCPS-1000 | 31827-6 | [7 empty] | 23/2/2022 | 2 - Normal | 2 - Medium | 1 - Excellent |  | 3 - Normal
Bombala Multi-Purpose Service | Bombala Multi-Purpose Service | Ground | 7 |  | BBA-0008 | Oil Separator Tank | 1000 | BBA-0008 |  | Kwikflo | 5/8/2005 | KCPS-1000 | 31827-6 | [7 empty] | 23/2/2022 | 2 - Normal | 2 - Medium | 1 - Excellent |  | 3 - Normal
Bombala Multi-Purpose Service | Bombala Multi-Purpose Service | Ground | 7 |  | BBA-0008 | Oil Separator Tank | 1000 | BBA-0008 |  | Kwikflo | 5/8/2005 | KCPS-1000 | 31827-6 | [7 empty] | 23/2/2022 | 2 - Normal | 2 - Medium | 1 - Excellent |  | 3 - Normal
Bombala Multi-Purpose Service | Bombala Multi-Purpose Service | Ground | 7 |  | BBA-0008 | Oil Separator Tank | 1000 | BBA-0008 |  | Kwikflo | 5/8/2005 | KCPS-1000 | 31827-6 | [7 empty] | 23/2/2022 | 2 - Normal | 2 - Medium | 1 - Excellent |  | 3 - Normal
Bombala Multi-Purpose Service | Bombala Multi-Purpose Service | Ground | 7 |  | BBA-0008 | Oil Separator Tank | 1000 | BBA-0008 |  | Kwikflo | 5/8/2005 | KCPS-1000 | 31827-6 | [7 empty] | 23/2/2022 | 2 - Normal | 2 - Medium | 1 - Excellent |  | 3 - Normal
Bombala Multi-Purpose Service | Bombala Multi-Purpose Service | Ground | 7 |  | BBA-0008 | Oil Separator Tank | 1000 | BBA-0008 |  | Kwikflo | 5/8/2005 | KCPS-1000 | 31827-6 | [7 empty] | 23/2/2022 | 2 - Normal | 2 - Medium | 1 - Excellent |  | 3 - Normal
Bombala Multi-Purpose Service | Bombala Multi-Purpose Service | Ground | 7 |  | BBA-0008 | Oil Separator Tank | 1000 | BBA-0008 |  | Kwikflo | 5/8/2005 | KCPS-1000 | 31827-6 | [7 empty] | 23/2/2022 | 2 - Normal | 2 - Medium | 1 - Excellent |  | 3 - Normal
Bombala Multi-Purpose Service | Bombala Multi-Purpose Service | Ground | 7 |  | BBA-0008 | Oil Separator Tank | 1000 | BBA-0008 |  | Kwikflo | 5/8/2005 | KCPS-1000 | 31827-6 | [7 empty] | 23/2/2022 | 2 - Normal | 2 - Medium | 1 - Excellent |  | 3 - Normal
Bombala Multi-Purpose Service | Bombala Multi-Purpose Service | Ground | 7 |  | BBA-0008 | Oil Separator Tank | 1000 | BBA-0008 |  | Kwikflo | 5/8/2005 | KCPS-1000 | 31827-6 | [7 empty] | 23/2/2022 | 2 - Normal | 2 - Medium | 1 - Excellent |  | 3 - Normal
Bombala Multi-Purpose Service | Bombala Multi-Purpose Service | Ground | 7 |  | BBA-0008 | Oil Separator Tank | 1000 | BBA-0008 |  | Kwikflo | 5/8/2005 | KCPS-1000 | 31827-6 | [7 empty] | 23/2/2022 | 2 - Normal | 2 - Medium | 1 - Excellent |  | 3 - Normal
Bombala Multi-Purpose Service | Bombala Multi-Purpose Service | Ground | 7 |  | BBA-0008 | Oil Separator Tank | 1000 | BBA-0008 |  | Kwikflo | 5/8/2005 | KCPS-1000 | 31827-6 | [7 empty] | 23/2/2022 | 2 - Normal | 2 - Medium | 1 - Excellent |  | 3 - Normal
Bombala Multi-Purpose Service | Bombala Multi-Purpose Service | Ground | 7 |  | BBA-0008 | Oil Separator Tank | 1000 | BBA-0008 |  | Kwikflo | 5/8/2005 | KCPS-1000 | 31827-6 | [7 empty] | 23/2/2022 | 2 - Normal | 2 - Medium | 1 - Excellent |  | 3 - Normal
Bombala Multi-Purpose Service | Bombala Multi-Purpose Service | Ground | 7 |  | BBA-0008 | Oil Separator Tank | 1000 | BBA-0008 |  | Kwikflo | 5/8/2005 | KCPS-1000 | 31827-6 | [7 empty] | 23/2/2022 | 2 - Normal | 2 - Medium | 1 - Excellent |  | 3 - Normal
Bombala Multi-Purpose Service | Bombala Multi-Purpose Service | Ground | 7 |  | BBA-0008 | Oil Separator Tank | 1000 | BBA-0008 |  | Kwikflo | 5/8/2005 | KCPS-1000 | 31827-6 | [7 empty] | 23/2/2022 | 2 - Normal | 2 - Medium | 1 - Excellent |  | 3 - Normal
Bombala Multi-Purpose Service | Bombala Multi-Purpose Service | Ground | 7 |  | BBA-0008 | Oil Separator Tank | 1000 | BBA-0008 |  | Kwikflo | 5/8/2005 | KCPS-1000 | 31827-6 | [7 empty] | 23/2/2022 | 2 - Normal | 2 - Medium | 1 - Excellent |  | 3 - Normal
Bombala Multi-Purpose Service | Bombala Multi-Purpose Service | Ground | 7 |  | BBA-0008 | Oil Separator Tank | 1000 | BBA-0008 |  | Kwikflo | 5/8/2005 | KCPS-1000 | 31827-6 | [7 empty] | 23/2/2022 | 2 - Normal | 2 - Medium | 1 - Excellent |  | 3 - Normal
Bombala Multi-Purpose Service | Bombala Multi-Purpose Service | Ground | 7 |  | BBA-0008 | Oil Separator Tank | 1000 | BBA-0008 |  | Kwikflo | 5/8/2005 | KCPS-1000 | 31827-6 | [7 empty] | 23/2/2022 | 2 - Normal | 2 - Medium | 1 - Excellent |  | 3 - Normal
Bombala Multi-Purpose Service | Bombala Multi-Purpose Service | Ground | 7 |  | BBA-0008 | Oil Separator Tank | 1000 | BBA-0008 |  | Kwikflo | 5/8/2005 | KCPS-1000 | 31827-6 | [7 empty] | 23/2/2022 | 2 - Normal | 2 - Medium | 1 - Excellent |  | 3 - Normal
Bombala Multi-Purpose Service | Bombala Multi-Purpose Service | Ground | 7 |  | BBA-0008 | Oil Separator Tank | 1000 | BBA-0008 |  | Kwikflo | 5/8/2005 | KCPS-1000 | 31827-6 | [7 empty] | 23/2/2022 | 2 - Normal | 2 - Medium | 1 - Excellent |  | 3 - Normal
Bombala Multi-Purpose Service | Bombala Multi-Purpose Service | Ground | 7 |  | BBA-0008 | Oil Separator Tank | 1000 | BBA-0008 |  | Kwikflo | 5/8/2005 | KCPS-1000 | 31827-6 | [7 empty] | 23/2/2022 | 2 - Normal | 2 - Medium | 1 - Excellent |  | 3 - Normal
Bombala Multi-Purpose Service | Bombala Multi-Purpose Service | Ground | 7 |  | BBA-0008 | Oil Separator Tank | 1000 | BBA-0008 |  | Kwikflo | 5/8/2005 | KCPS-1000 | 31827-6 | [7 empty] | 23/2/2022 | 2 - Normal | 2 - Medium | 1 - Excellent |  | 3 - Normal
Bombala Multi-Purpose Service | Bombala Multi-Purpose Service | Ground | 7 |  | BBA-0008 | Oil Separator Tank | 1000 | BBA-0008 |  | Kwikflo | 5/8/2005 | KCPS-1000 | 31827-6 | [7 empty] | 23/2/2022 | 2 - Normal | 2 - Medium | 1 - Excellent |  | 3 - Normal
Bombala Multi-Purpose Service | Bombala Multi-Purpose Service | Ground | 7 |  | BBA-0008 | Oil Separator Tank | 1000 | BBA-0008 |  | Kwikflo | 5/8/2005 | KCPS-1000 | 31827-6 | [7 empty] | 23/2/2022 | 2 - Normal | 2 - Medium | 1 - Excellent |  | 3 - Normal
Bombala Multi-Purpose Service | Bombala Multi-Purpose Service | Ground | 7 |  | BBA-0008 | Oil Separator Tank | 1000 | BBA-0008 |  | Kwikflo | 5/8/2005 | KCPS-1000 | 31827-6 | [7 empty] | 23/2/2022 | 2 - Normal | 2 - Medium | 1 - Excellent |  | 3 - Normal
Bombala Multi-Purpose Service | Bombala Multi-Purpose Service | Ground | 7 |  | BBA-0008 | Oil Separator Tank | 1000 | BBA-0008 |  | Kwikflo | 5/8/2005 | KCPS-1000 | 31827-6 | [7 empty] | 23/2/2022 | 2 - Normal | 2 - Medium | 1 - Excellent |  | 3 - Normal
Bombala Multi-Purpose Service | Bombala Multi-Purpose Service | Ground | 7 |  | BBA-0008 | Oil Separator Tank | 1000 | BBA-0008 |  | Kwikflo | 5/8/2005 | KCPS-1000 | 31827-6 | [7 empty] | 23/2/2022 | 2 - Normal | 2 - Medium | 1 - Excellent |  | 3 - Normal
Bombala Multi-Purpose Service | Bombala Multi-Purpose Service | Ground | 7 |  | BBA-0008 | Oil Separator Tank | 1000 | BBA-0008 |  | Kwikflo | 5/8/2005 | KCPS-1000 | 31827-6 | [7 empty] | 23/2/2022 | 2 - Normal | 2 - Medium | 1 - Excellent |  | 3 - Normal
Bombala Multi-Purpose Service | Bombala Multi-Purpose Service | Ground | 7 |  | BBA-0008 | Oil Separator Tank | 1000 | BBA-0008 |  | Kwikflo | 5/8/2005 | KCPS-1000 | 31827-6 | [7 empty] | 23/2/2022 | 2 - Normal | 2 - Medium | 1 - Excellent |  | 3 - Normal
Bombala Multi-Purpose Service | Bombala Multi-Purpose Service | Ground | 7 |  | BBA-0008 | Oil Separator Tank | 1000 | BBA-0008 |  | Kwikflo | 5/8/2005 | KCPS-1000 | 31827-6 | [7 empty] | 23/2/2022 | 2 - Normal | 2 - Medium | 1 - Excellent |  | 3 - Normal
Bombala Multi-Purpose Service | Bombala Multi-Purpose Service | Ground | 7 |  | BBA-0008 | Oil Separator Tank | 1000 | BBA-0008 |  | Kwikflo | 5/8/2005 | KCPS-1000 | 31827-6 | [7 empty] | 23/2/2022 | 2 - Normal | 2 - Medium | 1 - Excellent |  | 3 - Normal
Bombala Multi-Purpose Service | Bombala Multi-Purpose Service | Ground | 7 |  | BBA-0008 | Oil Separator Tank | 1000 | BBA-0008 |  | Kwikflo | 5/8/2005 | KCPS-1000 | 31827-6 | [7 empty] | 23/2/2022 | 2 - Normal | 2 - Medium | 1 - Excellent |  | 3 - Normal
Bombala Multi-Purpose Service | Bombala Multi-Purpose Service | Ground | 7 |  | BBA-0008 | Oil Separator Tank | 1000 | BBA-0008 |  | Kwikflo | 5/8/2005 | KCPS-1000 | 31827-6 | [7 empty] | 23/2/2022 | 2 - Normal | 2 - Medium | 1 - Excellent |  | 3 - Normal
Bombala Multi-Purpose Service | Bombala Multi-Purpose Service | Ground | 7 |  | BBA-0008 | Oil Separator Tank | 1000 | BBA-0008 |  | Kwikflo | 5/8/2005 | KCPS-1000 | 31827-6 | [7 empty] | 23/2/2022 | 2 - Normal | 2 - Medium | 1 - Excellent |  | 3 - Normal
Bombala Multi-Purpose Service | Bombala Multi-Purpose Service | Ground | 7 |  | BBA-0008 | Oil Separator Tank | 1000 | BBA-0008 |  | Kwikflo | 5/8/2005 | KCPS-1000 | 31827-6 | [7 empty] | 23/2/2022 | 2 - Normal | 2 - Medium | 1 - Excellent |  | 3 - Normal
Bombala Multi-Purpose Service | Bombala Multi-Purpose Service | Ground | 7 |  | BBA-0008 | Oil Separator Tank | 1000 | BBA-0008 |  | Kwikflo | 5/8/2005 | KCPS-1000 | 31827-6 | [7 empty] | 23/2/2022 | 2 - Normal | 2 - Medium | 1 - Excellent |  | 3 - Normal
Bombala Multi-Purpose Service | Bombala Multi-Purpose Service | Ground | 7 |  | BBA-0008 | Oil Separator Tank | 1000 | BBA-0008 |  | Kwikflo | 5/8/2005 | KCPS-1000 | 31827-6 | [7 empty] | 23/2/2022 | 2 - Normal | 2 - Medium | 1 - Excellent |  | 3 - Normal
Bombala Multi-Purpose Service | Bombala Multi-Purpose Service | Ground | 7 |  | BBA-0008 | Oil Separator Tank | 1000 | BBA-0008 |  | Kwikflo | 5/8/2005 | KCPS-1000 | 31827-6 | [7 empty] | 23/2/2022 | 2 - Normal | 2 - Medium | 1 - Excellent |  | 3 - Normal
Bombala Multi-Purpose Service | Bombala Multi-Purpose Service | Ground | 7 |  | BBA-0008 | Oil Separator Tank | 1000 | BBA-0008 |  | Kwikflo | 5/8/2005 | KCPS-1000 | 31827-6 | [7 empty] | 23/2/2022 | 2 - Normal | 2 - Medium | 1 - Excellent |  | 3 - Normal
Bombala Multi-Purpose Service | Bombala Multi-Purpose Service | Ground | 7 |  | BBA-0008 | Oil Separator Tank | 1000 | BBA-0008 |  | Kwikflo | 5/8/2005 | KCPS-1000 | 31827-6 | [7 empty] | 23/2/2022 | 2 - Normal | 2 - Medium | 1 - Excellent |  | 3 - Normal
Bombala Multi-Purpose Service | Bombala Multi-Purpose Service | Ground | 7 |  | BBA-0008 | Oil Separator Tank | 1000 | BBA-0008 |  | Kwikflo | 5/8/2005 | KCPS-1000 | 31827-6 | [7 empty] | 23/2/2022 | 2 - Normal | 2 - Medium | 1 - Excellent |  | 3 - Normal
Bombala Multi-Purpose Service | Bombala Multi-Purpose Service | Ground | 7 |  | BBA-0008 | Oil Separator Tank | 1000 | BBA-0008 |  | Kwikflo | 5/8/2005 | KCPS-1000 | 31827-6 | [7 empty] | 23/2/2022 | 2 - Normal | 2 - Medium | 1 - Excellent |  | 3 - Normal
Bombala Multi-Purpose Service | Bombala Multi-Purpose Service | Ground | 7 |  | BBA-0008 | Oil Separator Tank | 1000 | BBA-0008 |  | Kwikflo | 5/8/2005 | KCPS-1000 | 31827-6 | [7 empty] | 23/2/2022 | 2 - Normal | 2 - Medium | 1 - Excellent |  | 3 - Normal
Bombala Multi-Purpose Service | Bombala Multi-Purpose Service | Ground | 7 |  | BBA-0008 | Oil Separator Tank | 1000 | BBA-0008 |  | Kwikflo | 5/8/2005 | KCPS-1000 | 31827-6 | [7 empty] | 23/2/2022 | 2 - Normal | 2 - Medium | 1 - Excellent |  | 3 - Normal
Bombala Multi-Purpose Service | Bombala Multi-Purpose Service | Ground | 7 |  | BBA-0008 | Oil Separator Tank | 1000 | BBA-0008 |  | Kwikflo | 5/8/2005 | KCPS-1000 | 31827-6 | [7 empty] | 23/2/2022 | 2 - Normal | 2 - Medium | 1 - Excellent |  | 3 - Normal
Bombala Multi-Purpose Service | Bombala Multi-Purpose Service | Ground | 7 |  | BBA-0008 | Oil Separator Tank | 1000 | BBA-0008 |  | Kwikflo | 5/8/2005 | KCPS-1000 | 31827-6 | [7 empty] | 23/2/2022 | 2 - Normal | 2 - Medium | 1 - Excellent |  | 3 - Normal
Bombala Multi-Purpose Service | Bombala Multi-Purpose Service | Ground | 7 |  | BBA-0008 | Oil Separator Tank | 1000 | BBA-0008 |  | Kwikflo | 5/8/2005 | KCPS-1000 | 31827-6 | [7 empty] | 23/2/2022 | 2 - Normal | 2 - Medium | 1 - Excellent |  | 3 - Normal
Bombala Multi-Purpose Service | Bombala Multi-Purpose Service | Ground | 7 |  | BBA-0008 | Oil Separator Tank | 1000 | BBA-0008 |  | Kwikflo | 5/8/2005 | KCPS-1000 | 31827-6 | [7 empty] | 23/2/2022 | 2 - Normal | 2 - Medium | 1 - Excellent |  | 3 - Normal
Bombala Multi-Purpose Service | Bombala Multi-Purpose Service | Ground | 7 |  | BBA-0008 | Oil Separator Tank | 1000 | BBA-0008 |  | Kwikflo | 5/8/2005 | KCPS-1000 | 31827-6 | [7 empty] | 23/2/2022 | 2 - Normal | 2 - Medium | 1 - Excellent |  | 3 - Normal
Bombala Multi-Purpose Service | Bombala Multi-Purpose Service | Ground | 7 |  | BBA-0008 | Oil Separator Tank | 1000 | BBA-0008 |  | Kwikflo | 5/8/2005 | KCPS-1000 | 31827-6 | [7 empty] | 23/2/2022 | 2 - Normal | 2 - Medium | 1 - Excellent |  | 3 - Normal
Bombala Multi-Purpose Service | Bombala Multi-Purpose Service | Ground | 7 |  | BBA-0008 | Oil Separator Tank | 1000 | BBA-0008 |  | Kwikflo | 5/8/2005 | KCPS-1000 | 31827-6 | [7 empty] | 23/2/2022 | 2 - Normal | 2 - Medium | 1 - Excellent |  | 3 - Normal
Bombala Multi-Purpose Service | Bombala Multi-Purpose Service | Ground | 7 |  | BBA-0008 | Oil Separator Tank | 1000 | BBA-0008 |  | Kwikflo | 5/8/2005 | KCPS-1000 | 31827-6 | [7 empty] | 23/2/2022 | 2 - Normal | 2 - Medium | 1 - Excellent |  | 3 - Normal
Bombala Multi-Purpose Service | Bombala Multi-Purpose Service | Ground | 7 |  | BBA-0008 | Oil Separator Tank | 1000 | BBA-0008 |  | Kwikflo | 5/8/2005 | KCPS-1000 | 31827-6 | [7 empty] | 23/2/2022 | 2 - Normal | 2 - Medium | 1 - Excellent |  | 3 - Normal
Bombala Multi-Purpose Service | Bombala Multi-Purpose Service | Ground | 7 |  | BBA-0008 | Oil Separator Tank | 1000 | BBA-0008 |  | Kwikflo | 5/8/2005 | KCPS-1000 | 31827-6 | [7 empty] | 23/2/2022 | 2 - Normal | 2 - Medium | 1 - Excellent |  | 3 - Normal
Bombala Multi-Purpose Service | Bombala Multi-Purpose Service | Ground | 7 |  | BBA-0008 | Oil Separator Tank | 1000 | BBA-0008 |  | Kwikflo | 5/8/2005 | KCPS-1000 | 31827-6 | [7 empty] | 23/2/2022 | 2 - Normal | 2 - Medium | 1 - Excellent |  | 3 - Normal
Bombala Multi-Purpose Service | Bombala Multi-Purpose Service | Ground | 7 |  | BBA-0008 | Oil Separator Tank | 1000 | BBA-0008 |  | Kwikflo | 5/8/2005 | KCPS-1000 | 31827-6 | [7 empty] | 23/2/2022 | 2 - Normal | 2 - Medium | 1 - Excellent |  | 3 - Normal
Bombala Multi-Purpose Service | Bombala Multi-Purpose Service | Ground | 7 |  | BBA-0008 | Oil Separator Tank | 1000 | BBA-0008 |  | Kwikflo | 5/8/2005 | KCPS-1000 | 31827-6 | [7 empty] | 23/2/2022 | 2 - Normal | 2 - Medium | 1 - Excellent |  | 3 - Normal
Bombala Multi-Purpose Service | Bombala Multi-Purpose Service | Ground | 7 |  | BBA-0008 | Oil Separator Tank | 1000 | BBA-0008 |  | Kwikflo | 5/8/2005 | KCPS-1000 | 31827-6 | [7 empty] | 23/2/2022 | 2 - Normal | 2 - Medium | 1 - Excellent |  | 3 - Normal
Bombala Multi-Purpose Service | Bombala Multi-Purpose Service | Ground | 7 |  | BBA-0008 | Oil Separator Tank | 1000 | BBA-0008 |  | Kwikflo | 5/8/2005 | KCPS-1000 | 31827-6 | [7 empty] | 23/2/2022 | 2 - Normal | 2 - Medium | 1 - Excellent |  | 3 - Normal
Bombala Multi-Purpose Service | Bombala Multi-Purpose Service | Ground | 7 |  | BBA-0008 | Oil Separator Tank | 1000 | BBA-0008 |  | Kwikflo | 5/8/2005 | KCPS-1000 | 31827-6 | [7 empty] | 23/2/2022 | 2 - Normal | 2 - Medium | 1 - Excellent |  | 3 - Normal
Bombala Multi-Purpose Service | Bombala Multi-Purpose Service | Ground | 7 |  | BBA-0008 | Oil Separator Tank | 1000 | BBA-0008 |  | Kwikflo | 5/8/2005 | KCPS-1000 | 31827-6 | [7 empty] | 23/2/2022 | 2 - Normal | 2 - Medium | 1 - Excellent |  | 3 - Normal
Bombala Multi-Purpose Service | Bombala Multi-Purpose Service | Ground | 7 |  | BBA-0008 | Oil Separator Tank | 1000 | BBA-0008 |  | Kwikflo | 5/8/2005 | KCPS-1000 | 31827-6 | [7 empty] | 23/2/2022 | 2 - Normal | 2 - Medium | 1 - Excellent |  | 3 - Normal
Bombala Multi-Purpose Service | Bombala Multi-Purpose Service | Ground | 7 |  | BBA-0008 | Oil Separator Tank | 1000 | BBA-0008 |  | Kwikflo | 5/8/2005 | KCPS-1000 | 31827-6 | [7 empty] | 23/2/2022 | 2 - Normal | 2 - Medium | 1 - Excellent |  | 3 - Normal
Bombala Multi-Purpose Service | Bombala Multi-Purpose Service | Ground | 7 |  | BBA-0008 | Oil Separator Tank | 1000 | BBA-0008 |  | Kwikflo | 5/8/2005 | KCPS-1000 | 31827-6 | [7 empty] | 23/2/2022 | 2 - Normal | 2 - Medium | 1 - Excellent |  | 3 - Normal
Bombala Multi-Purpose Service | Bombala Multi-Purpose Service | Ground | 7 |  | BBA-0008 | Oil Separator Tank | 1000 | BBA-0008 |  | Kwikflo | 5/8/2005 | KCPS-1000 | 31827-6 | [7 empty] | 23/2/2022 | 2 - Normal | 2 - Medium | 1 - Excellent |  | 3 - Normal
Bombala Multi-Purpose Service | Bombala Multi-Purpose Service | Ground | 7 |  | BBA-0008 | Oil Separator Tank | 1000 | BBA-0008 |  | Kwikflo | 5/8/2005 | KCPS-1000 | 31827-6 | [7 empty] | 23/2/2022 | 2 - Normal | 2 - Medium | 1 - Excellent |  | 3 - Normal
Bombala Multi-Purpose Service | Bombala Multi-Purpose Service | Ground | 7 |  | BBA-0008 | Oil Separator Tank | 1000 | BBA-0008 |  | Kwikflo | 5/8/2005 | KCPS-1000 | 31827-6 | [7 empty] | 23/2/2022 | 2 - Normal | 2 - Medium | 1 - Excellent |  | 3 - Normal
Bombala Multi-Purpose Service | Bombala Multi-Purpose Service | Ground | 7 |  | BBA-0008 | Oil Separator Tank | 1000 | BBA-0008 |  | Kwikflo | 5/8/2005 | KCPS-1000 | 31827-6 | [7 empty] | 23/2/2022 | 2 - Normal | 2 - Medium | 1 - Excellent |  | 3 - Normal
Bombala Multi-Purpose Service | Bombala Multi-Purpose Service | Ground | 7 |  | BBA-0008 | Oil Separator Tank | 1000 | BBA-0008 |  | Kwikflo | 5/8/2005 | KCPS-1000 | 31827-6 | [7 empty] | 23/2/2022 | 2 - Normal | 2 - Medium | 1 - Excellent |  | 3 - Normal
Bombala Multi-Purpose Service | Bombala Multi-Purpose Service | Ground | 7 |  | BBA-0008 | Oil Separator Tank | 1000 | BBA-0008 |  | Kwikflo | 5/8/2005 | KCPS-1000 | 31827-6 | [7 empty] | 23/2/2022 | 2 - Normal | 2 - Medium | 1 - Excellent |  | 3 - Normal
Bombala Multi-Purpose Service | Bombala Multi-Purpose Service | Ground | 7 |  | BBA-0008 | Oil Separator Tank | 1000 | BBA-0008 |  | Kwikflo | 5/8/2005 | KCPS-1000 | 31827-6 | [7 empty] | 23/2/2022 | 2 - Normal | 2 - Medium | 1 - Excellent |  | 3 - Normal
Bombala Multi-Purpose Service | Bombala Multi-Purpose Service | Ground | 7 |  | BBA-0008 | Oil Separator Tank | 1000 | BBA-0008 |  | Kwikflo | 5/8/2005 | KCPS-1000 | 31827-6 | [7 empty] | 23/2/2022 | 2 - Normal | 2 - Medium | 1 - Excellent |  | 3 - Normal
Bombala Multi-Purpose Service | Bombala Multi-Purpose Service | Ground | 7 |  | BBA-0008 | Oil Separator Tank | 1000 | BBA-0008 |  | Kwikflo | 5/8/2005 | KCPS-1000 | 31827-6 | [7 empty] | 23/2/2022 | 2 - Normal | 2 - Medium | 1 - Excellent |  | 3 - Normal
Bombala Multi-Purpose Service | Bombala Multi-Purpose Service | Ground | 7 |  | BBA-0008 | Oil Separator Tank | 1000 | BBA-0008 |  | Kwikflo | 5/8/2005 | KCPS-1000 | 31827-6 | [7 empty] | 23/2/2022 | 2 - Normal | 2 - Medium | 1 - Excellent |  | 3 - Normal
Bombala Multi-Purpose Service | Bombala Multi-Purpose Service | Ground | 7 |  | BBA-0008 | Oil Separator Tank | 1000 | BBA-0008 |  | Kwikflo | 5/8/2005 | KCPS-1000 | 31827-6 | [7 empty] | 23/2/2022 | 2 - Normal | 2 - Medium | 1 - Excellent |  | 3 - Normal
Bombala Multi-Purpose Service | Bombala Multi-Purpose Service | Ground | 7 |  | BBA-0008 | Oil Separator Tank | 1000 | BBA-0008 |  | Kwikflo | 5/8/2005 | KCPS-1000 | 31827-6 | [7 empty] | 23/2/2022 | 2 - Normal | 2 - Medium | 1 - Excellent |  | 3 - Normal
Bombala Multi-Purpose Service | Bombala Multi-Purpose Service | Ground | 7 |  | BBA-0008 | Oil Separator Tank | 1000 | BBA-0008 |  | Kwikflo | 5/8/2005 | KCPS-1000 | 31827-6 | [7 empty] | 23/2/2022 | 2 - Normal | 2 - Medium | 1 - Excellent |  | 3 - Normal
Bombala Multi-Purpose Service | Bombala Multi-Purpose Service | Ground | 7 |  | BBA-0008 | Oil Separator Tank | 1000 | BBA-0008 |  | Kwikflo | 5/8/2005 | KCPS-1000 | 31827-6 | [7 empty] | 23/2/2022 | 2 - Normal | 2 - Medium | 1 - Excellent |  | 3 - Normal
Bombala Multi-Purpose Service | Bombala Multi-Purpose Service | Ground | 7 |  | BBA-0008 | Oil Separator Tank | 1000 | BBA-0008 |  | Kwikflo | 5/8/2005 | KCPS-1000 | 31827-6 | [7 empty] | 23/2/2022 | 2 - Normal | 2 - Medium | 1 - Excellent |  | 3 - Normal
Bombala Multi-Purpose Service | Bombala Multi-Purpose Service | Ground | 7 |  | BBA-0008 | Oil Separator Tank | 1000 | BBA-0008 |  | Kwikflo | 5/8/2005 | KCPS-1000 | 31827-6 | [7 empty] | 23/2/2022 | 2 - Normal | 2 - Medium | 1 - Excellent |  | 3 - Normal
Bombala Multi-Purpose Service | Bombala Multi-Purpose Service | Ground | 7 |  | BBA-0008 | Oil Separator Tank | 1000 | BBA-0008 |  | Kwikflo | 5/8/2005 | KCPS-1000 | 31827-6 | [7 empty] | 23/2/2022 | 2 - Normal | 2 - Medium | 1 - Excellent |  | 3 - Normal
Bombala Multi-Purpose Service | Bombala Multi-Purpose Service | Ground | 7 |  | BBA-0008 | Oil Separator Tank | 1000 | BBA-0008 |  | Kwikflo | 5/8/2005 | KCPS-1000 | 31827-6 | [7 empty] | 23/2/2022 | 2 - Normal | 2 - Medium | 1 - Excellent |  | 3 - Normal
Bombala Multi-Purpose Service | Bombala Multi-Purpose Service | Ground | 7 |  | BBA-0008 | Oil Separator Tank | 1000 | BBA-0008 |  | Kwikflo | 5/8/2005 | KCPS-1000 | 31827-6 | [7 empty] | 23/2/2022 | 2 - Normal | 2 - Medium | 1 - Excellent |  | 3 - Normal
Bombala Multi-Purpose Service | Bombala Multi-Purpose Service | Ground | 7 |  | BBA-0008 | Oil Separator Tank | 1000 | BBA-0008 |  | Kwikflo | 5/8/2005 | KCPS-1000 | 31827-6 | [7 empty] | 23/2/2022 | 2 - Normal | 2 - Medium | 1 - Excellent |  | 3 - Normal
Bombala Multi-Purpose Service | Bombala Multi-Purpose Service | Ground | 7 |  | BBA-0008 | Oil Separator Tank | 1000 | BBA-0008 |  | Kwikflo | 5/8/2005 | KCPS-1000 | 31827-6 | [7 empty] | 23/2/2022 | 2 - Normal | 2 - Medium | 1 - Excellent |  | 3 - Normal
Bombala Multi-Purpose Service | Bombala Multi-Purpose Service | Ground | 7 |  | BBA-0008 | Oil Separator Tank | 1000 | BBA-0008 |  | Kwikflo | 5/8/2005 | KCPS-1000 | 31827-6 | [7 empty] | 23/2/2022 | 2 - Normal | 2 - Medium | 1 - Excellent |  | 3 - Normal
Bombala Multi-Purpose Service | Bombala Multi-Purpose Service | Ground | 7 |  | BBA-0008 | Oil Separator Tank | 1000 | BBA-0008 |  | Kwikflo | 5/8/2005 | KCPS-1000 | 31827-6 | [7 empty] | 23/2/2022 | 2 - Normal | 2 - Medium | 1 - Excellent |  | 3 - Normal
Bombala Multi-Purpose Service | Bombala Multi-Purpose Service | Ground | 7 |  | BBA-0008 | Oil Separator Tank | 1000 | BBA-0008 |  | Kwikflo | 5/8/2005 | KCPS-1000 | 31827-6 | [7 empty] | 23/2/2022 | 2 - Normal | 2 - Medium | 1 - Excellent |  | 3 - Normal
Bombala Multi-Purpose Service | Bombala Multi-Purpose Service | Ground | 7 |  | BBA-0008 | Oil Separator Tank | 1000 | BBA-0008 |  | Kwikflo | 5/8/2005 | KCPS-1000 | 31827-6 | [7 empty] | 23/2/2022 | 2 - Normal | 2 - Medium | 1 - Excellent |  | 3 - Normal
Bombala Multi-Purpose Service | Bombala Multi-Purpose Service | Ground | 7 |  | BBA-0008 | Oil Separator Tank | 1000 | BBA-0008 |  | Kwikflo | 5/8/2005 | KCPS-1000 | 31827-6 | [7 empty] | 23/2/2022 | 2 - Normal | 2 - Medium | 1 - Excellent |  | 3 - Normal
Bombala Multi-Purpose Service | Bombala Multi-Purpose Service | Ground | 7 |  | BBA-0008 | Oil Separator Tank | 1000 | BBA-0008 |  | Kwikflo | 5/8/2005 | KCPS-1000 | 31827-6 | [7 empty] | 23/2/2022 | 2 - Normal | 2 - Medium | 1 - Excellent |  | 3 - Normal
Bombala Multi-Purpose Service | Bombala Multi-Purpose Service | Ground | 7 |  | BBA-0008 | Oil Separator Tank | 1000 | BBA-0008 |  | Kwikflo | 5/8/2005 | KCPS-1000 | 31827-6 | [7 empty] | 23/2/2022 | 2 - Normal | 2 - Medium | 1 - Excellent |  | 3 - Normal
Bombala Multi-Purpose Service | Bombala Multi-Purpose Service | Ground | 7 |  | BBA-0008 | Oil Separator Tank | 1000 | BBA-0008 |  | Kwikflo | 5/8/2005 | KCPS-1000 | 31827-6 | [7 empty] | 23/2/2022 | 2 - Normal | 2 - Medium | 1 - Excellent |  | 3 - Normal
Bombala Multi-Purpose Service | Bombala Multi-Purpose Service | Ground | 7 |  | BBA-0008 | Oil Separator Tank | 1000 | BBA-0008 |  | Kwikflo | 5/8/2005 | KCPS-1000 | 31827-6 | [7 empty] | 23/2/2022 | 2 - Normal | 2 - Medium | 1 - Excellent |  | 3 - Normal
Bombala Multi-Purpose Service | Bombala Multi-Purpose Service | Ground | 7 |  | BBA-0008 | Oil Separator Tank | 1000 | BBA-0008 |  | Kwikflo | 5/8/2005 | KCPS-1000 | 31827-6 | [7 empty] | 23/2/2022 | 2 - Normal | 2 - Medium | 1 - Excellent |  | 3 - Normal
Bombala Multi-Purpose Service | Bombala Multi-Purpose Service | Ground | 7 |  | BBA-0008 | Oil Separator Tank | 1000 | BBA-0008 |  | Kwikflo | 5/8/2005 | KCPS-1000 | 31827-6 | [7 empty] | 23/2/2022 | 2 - Normal | 2 - Medium | 1 - Excellent |  | 3 - Normal
Bombala Multi-Purpose Service | Bombala Multi-Purpose Service | Ground | 7 |  | BBA-0008 | Oil Separator Tank | 1000 | BBA-0008 |  | Kwikflo | 5/8/2005 | KCPS-1000 | 31827-6 | [7 empty] | 23/2/2022 | 2 - Normal | 2 - Medium | 1 - Excellent |  | 3 - Normal
Bombala Multi-Purpose Service | Bombala Multi-Purpose Service | Ground | 7 |  | BBA-0008 | Oil Separator Tank | 1000 | BBA-0008 |  | Kwikflo | 5/8/2005 | KCPS-1000 | 31827-6 | [7 empty] | 23/2/2022 | 2 - Normal | 2 - Medium | 1 - Excellent |  | 3 - Normal
Bombala Multi-Purpose Service | Bombala Multi-Purpose Service | Ground | 7 |  | BBA-0008 | Oil Separator Tank | 1000 | BBA-0008 |  | Kwikflo | 5/8/2005 | KCPS-1000 | 31827-6 | [7 empty] | 23/2/2022 | 2 - Normal | 2 - Medium | 1 - Excellent |  | 3 - Normal
Bombala Multi-Purpose Service | Bombala Multi-Purpose Service | Ground | 7 |  | BBA-0008 | Oil Separator Tank | 1000 | BBA-0008 |  | Kwikflo | 5/8/2005 | KCPS-1000 | 31827-6 | [7 empty] | 23/2/2022 | 2 - Normal | 2 - Medium | 1 - Excellent |  | 3 - Normal
Bombala Multi-Purpose Service | Bombala Multi-Purpose Service | Ground | 7 |  | BBA-0008 | Oil Separator Tank | 1000 | BBA-0008 |  | Kwikflo | 5/8/2005 | KCPS-1000 | 31827-6 | [7 empty] | 23/2/2022 | 2 - Normal | 2 - Medium | 1 - Excellent |  | 3 - Normal
Bombala Multi-Purpose Service | Bombala Multi-Purpose Service | Ground | 7 |  | BBA-0008 | Oil Separator Tank | 1000 | BBA-0008 |  | Kwikflo | 5/8/2005 | KCPS-1000 | 31827-6 | [7 empty] | 23/2/2022 | 2 - Normal | 2 - Medium | 1 - Excellent |  | 3 - Normal
Bombala Multi-Purpose Service | Bombala Multi-Purpose Service | Ground | 7 |  | BBA-0008 | Oil Separator Tank | 1000 | BBA-0008 |  | Kwikflo | 5/8/2005 | KCPS-1000 | 31827-6 | [7 empty] | 23/2/2022 | 2 - Normal | 2 - Medium | 1 - Excellent |  | 3 - Normal
Bombala Multi-Purpose Service | Bombala Multi-Purpose Service | Ground | 7 |  | BBA-0008 | Oil Separator Tank | 1000 | BBA-0008 |  | Kwikflo | 5/8/2005 | KCPS-1000 | 31827-6 | [7 empty] | 23/2/2022 | 2 - Normal | 2 - Medium | 1 - Excellent |  | 3 - Normal
Bombala Multi-Purpose Service | Bombala Multi-Purpose Service | Ground | 7 |  | BBA-0008 | Oil Separator Tank | 1000 | BBA-0008 |  | Kwikflo | 5/8/2005 | KCPS-1000 | 31827-6 | [7 empty] | 23/2/2022 | 2 - Normal | 2 - Medium | 1 - Excellent |  | 3 - Normal
Bombala Multi-Purpose Service | Bombala Multi-Purpose Service | Ground | 7 |  | BBA-0008 | Oil Separator Tank | 1000 | BBA-0008 |  | Kwikflo | 5/8/2005 | KCPS-1000 | 31827-6 | [7 empty] | 23/2/2022 | 2 - Normal | 2 - Medium | 1 - Excellent |  | 3 - Normal
Bombala Multi-Purpose Service | Bombala Multi-Purpose Service | Ground | 7 |  | BBA-0008 | Oil Separator Tank | 1000 | BBA-0008 |  | Kwikflo | 5/8/2005 | KCPS-1000 | 31827-6 | [7 empty] | 23/2/2022 | 2 - Normal | 2 - Medium | 1 - Excellent |  | 3 - Normal
Bombala Multi-Purpose Service | Bombala Multi-Purpose Service | Ground | 7 |  | BBA-0008 | Oil Separator Tank | 1000 | BBA-0008 |  | Kwikflo | 5/8/2005 | KCPS-1000 | 31827-6 | [7 empty] | 23/2/2022 | 2 - Normal | 2 - Medium | 1 - Excellent |  | 3 - Normal
Bombala Multi-Purpose Service | Bombala Multi-Purpose Service | Ground | 7 |  | BBA-0008 | Oil Separator Tank | 1000 | BBA-0008 |  | Kwikflo | 5/8/2005 | KCPS-1000 | 31827-6 | [7 empty] | 23/2/2022 | 2 - Normal | 2 - Medium | 1 - Excellent |  | 3 - Normal
Bombala Multi-Purpose Service | Bombala Multi-Purpose Service | Ground | 7 |  | BBA-0008 | Oil Separator Tank | 1000 | BBA-0008 |  | Kwikflo | 5/8/2005 | KCPS-1000 | 31827-6 | [7 empty] | 23/2/2022 | 2 - Normal | 2 - Medium | 1 - Excellent |  | 3 - Normal
Bombala Multi-Purpose Service | Bombala Multi-Purpose Service | Ground | 7 |  | BBA-0008 | Oil Separator Tank | 1000 | BBA-0008 |  | Kwikflo | 5/8/2005 | KCPS-1000 | 31827-6 | [7 empty] | 23/2/2022 | 2 - Normal | 2 - Medium | 1 - Excellent |  | 3 - Normal
Bombala Multi-Purpose Service | Bombala Multi-Purpose Service | Ground | 7 |  | BBA-0008 | Oil Separator Tank | 1000 | BBA-0008 |  | Kwikflo | 5/8/2005 | KCPS-1000 | 31827-6 | [7 empty] | 23/2/2022 | 2 - Normal | 2 - Medium | 1 - Excellent |  | 3 - Normal
Bombala Multi-Purpose Service | Bombala Multi-Purpose Service | Ground | 7 |  | BBA-0008 | Oil Separator Tank | 1000 | BBA-0008 |  | Kwikflo | 5/8/2005 | KCPS-1000 | 31827-6 | [7 empty] | 23/2/2022 | 2 - Normal | 2 - Medium | 1 - Excellent |  | 3 - Normal
Bombala Multi-Purpose Service | Bombala Multi-Purpose Service | Ground | 7 |  | BBA-0008 | Oil Separator Tank | 1000 | BBA-0008 |  | Kwikflo | 5/8/2005 | KCPS-1000 | 31827-6 | [7 empty] | 23/2/2022 | 2 - Normal | 2 - Medium | 1 - Excellent |  | 3 - Normal
Bombala Multi-Purpose Service | Bombala Multi-Purpose Service | Ground | 7 |  | BBA-0008 | Oil Separator Tank | 1000 | BBA-0008 |  | Kwikflo | 5/8/2005 | KCPS-1000 | 31827-6 | [7 empty] | 23/2/2022 | 2 - Normal | 2 - Medium | 1 - Excellent |  | 3 - Normal
Bombala Multi-Purpose Service | Bombala Multi-Purpose Service | Ground | 7 |  | BBA-0008 | Oil Separator Tank | 1000 | BBA-0008 |  | Kwikflo | 5/8/2005 | KCPS-1000 | 31827-6 | [7 empty] | 23/2/2022 | 2 - Normal | 2 - Medium | 1 - Excellent |  | 3 - Normal
Bombala Multi-Purpose Service | Bombala Multi-Purpose Service | Ground | 7 |  | BBA-0008 | Oil Separator Tank | 1000 | BBA-0008 |  | Kwikflo | 5/8/2005 | KCPS-1000 | 31827-6 | [7 empty] | 23/2/2022 | 2 - Normal | 2 - Medium | 1 - Excellent |  | 3 - Normal
Bombala Multi-Purpose Service | Bombala Multi-Purpose Service | Ground | 7 |  | BBA-0008 | Oil Separator Tank | 1000 | BBA-0008 |  | Kwikflo | 5/8/2005 | KCPS-1000 | 31827-6 | [7 empty] | 23/2/2022 | 2 - Normal | 2 - Medium | 1 - Excellent |  | 3 - Normal
Bombala Multi-Purpose Service | Bombala Multi-Purpose Service | Ground | 7 |  | BBA-0008 | Oil Separator Tank | 1000 | BBA-0008 |  | Kwikflo | 5/8/2005 | KCPS-1000 | 31827-6 | [7 empty] | 23/2/2022 | 2 - Normal | 2 - Medium | 1 - Excellent |  | 3 - Normal
Bombala Multi-Purpose Service | Bombala Multi-Purpose Service | Ground | 7 |  | BBA-0008 | Oil Separator Tank | 1000 | BBA-0008 |  | Kwikflo | 5/8/2005 | KCPS-1000 | 31827-6 | [7 empty] | 23/2/2022 | 2 - Normal | 2 - Medium | 1 - Excellent |  | 3 - Normal
Bombala Multi-Purpose Service | Bombala Multi-Purpose Service | Ground | 7 |  | BBA-0008 | Oil Separator Tank | 1000 | BBA-0008 |  | Kwikflo | 5/8/2005 | KCPS-1000 | 31827-6 | [7 empty] | 23/2/2022 | 2 - Normal | 2 - Medium | 1 - Excellent |  | 3 - Normal
Bombala Multi-Purpose Service | Bombala Multi-Purpose Service | Ground | 7 |  | BBA-0008 | Oil Separator Tank | 1000 | BBA-0008 |  | Kwikflo | 5/8/2005 | KCPS-1000 | 31827-6 | [7 empty] | 23/2/2022 | 2 - Normal | 2 - Medium | 1 - Excellent |  | 3 - Normal
Bombala Multi-Purpose Service | Bombala Multi-Purpose Service | Ground | 7 |  | BBA-0008 | Oil Separator Tank | 1000 | BBA-0008 |  | Kwikflo | 5/8/2005 | KCPS-1000 | 31827-6 | [7 empty] | 23/2/2022 | 2 - Normal | 2 - Medium | 1 - Excellent |  | 3 - Normal
Bombala Multi-Purpose Service | Bombala Multi-Purpose Service | Ground | 7 |  | BBA-0008 | Oil Separator Tank | 1000 | BBA-0008 |  | Kwikflo | 5/8/2005 | KCPS-1000 | 31827-6 | [7 empty] | 23/2/2022 | 2 - Normal | 2 - Medium | 1 - Excellent |  | 3 - Normal
Bombala Multi-Purpose Service | Bombala Multi-Purpose Service | Ground | 7 |  | BBA-0008 | Oil Separator Tank | 1000 | BBA-0008 |  | Kwikflo | 5/8/2005 | KCPS-1000 | 31827-6 | [7 empty] | 23/2/2022 | 2 - Normal | 2 - Medium | 1 - Excellent |  | 3 - Normal
Bombala Multi-Purpose Service | Bombala Multi-Purpose Service | Ground | 7 |  | BBA-0008 | Oil Separator Tank | 1000 | BBA-0008 |  | Kwikflo | 5/8/2005 | KCPS-1000 | 31827-6 | [7 empty] | 23/2/2022 | 2 - Normal | 2 - Medium | 1 - Excellent |  | 3 - Normal
Bombala Multi-Purpose Service | Bombala Multi-Purpose Service | Ground | 7 |  | BBA-0008 | Oil Separator Tank | 1000 | BBA-0008 |  | Kwikflo | 5/8/2005 | KCPS-1000 | 31827-6 | [7 empty] | 23/2/2022 | 2 - Normal | 2 - Medium | 1 - Excellent |  | 3 - Normal
Bombala Multi-Purpose Service | Bombala Multi-Purpose Service | Ground | 7 |  | BBA-0008 | Oil Separator Tank | 1000 | BBA-0008 |  | Kwikflo | 5/8/2005 | KCPS-1000 | 31827-6 | [7 empty] | 23/2/2022 | 2 - Normal | 2 - Medium | 1 - Excellent |  | 3 - Normal
Bombala Multi-Purpose Service | Bombala Multi-Purpose Service | Ground | 7 |  | BBA-0008 | Oil Separator Tank | 1000 | BBA-0008 |  | Kwikflo | 5/8/2005 | KCPS-1000 | 31827-6 | [7 empty] | 23/2/2022 | 2 - Normal | 2 - Medium | 1 - Excellent |  | 3 - Normal
Bombala Multi-Purpose Service | Bombala Multi-Purpose Service | Ground | 7 |  | BBA-0008 | Oil Separator Tank | 1000 | BBA-0008 |  | Kwikflo | 5/8/2005 | KCPS-1000 | 31827-6 | [7 empty] | 23/2/2022 | 2 - Normal | 2 - Medium | 1 - Excellent |  | 3 - Normal
Bombala Multi-Purpose Service | Bombala Multi-Purpose Service | Ground | 7 |  | BBA-0008 | Oil Separator Tank | 1000 | BBA-0008 |  | Kwikflo | 5/8/2005 | KCPS-1000 | 31827-6 | [7 empty] | 23/2/2022 | 2 - Normal | 2 - Medium | 1 - Excellent |  | 3 - Normal
Bombala Multi-Purpose Service | Bombala Multi-Purpose Service | Ground | 7 |  | BBA-0008 | Oil Separator Tank | 1000 | BBA-0008 |  | Kwikflo | 5/8/2005 | KCPS-1000 | 31827-6 | [7 empty] | 23/2/2022 | 2 - Normal | 2 - Medium | 1 - Excellent |  | 3 - Normal
Bombala Multi-Purpose Service | Bombala Multi-Purpose Service | Ground | 7 |  | BBA-0008 | Oil Separator Tank | 1000 | BBA-0008 |  | Kwikflo | 5/8/2005 | KCPS-1000 | 31827-6 | [7 empty] | 23/2/2022 | 2 - Normal | 2 - Medium | 1 - Excellent |  | 3 - Normal
Bombala Multi-Purpose Service | Bombala Multi-Purpose Service | Ground | 7 |  | BBA-0008 | Oil Separator Tank | 1000 | BBA-0008 |  | Kwikflo | 5/8/2005 | KCPS-1000 | 31827-6 | [7 empty] | 23/2/2022 | 2 - Normal | 2 - Medium | 1 - Excellent |  | 3 - Normal
Bombala Multi-Purpose Service | Bombala Multi-Purpose Service | Ground | 7 |  | BBA-0008 | Oil Separator Tank | 1000 | BBA-0008 |  | Kwikflo | 5/8/2005 | KCPS-1000 | 31827-6 | [7 empty] | 23/2/2022 | 2 - Normal | 2 - Medium | 1 - Excellent |  | 3 - Normal
Bombala Multi-Purpose Service | Bombala Multi-Purpose Service | Ground | 7 |  | BBA-0008 | Oil Separator Tank | 1000 | BBA-0008 |  | Kwikflo | 5/8/2005 | KCPS-1000 | 31827-6 | [7 empty] | 23/2/2022 | 2 - Normal | 2 - Medium | 1 - Excellent |  | 3 - Normal
Bombala Multi-Purpose Service | Bombala Multi-Purpose Service | Ground | 7 |  | BBA-0008 | Oil Separator Tank | 1000 | BBA-0008 |  | Kwikflo | 5/8/2005 | KCPS-1000 | 31827-6 | [7 empty] | 23/2/2022 | 2 - Normal | 2 - Medium | 1 - Excellent |  | 3 - Normal
Bombala Multi-Purpose Service | Bombala Multi-Purpose Service | Ground | 7 |  | BBA-0008 | Oil Separator Tank | 1000 | BBA-0008 |  | Kwikflo | 5/8/2005 | KCPS-1000 | 31827-6 | [7 empty] | 23/2/2022 | 2 - Normal | 2 - Medium | 1 - Excellent |  | 3 - Normal
Bombala Multi-Purpose Service | Bombala Multi-Purpose Service | Ground | 7 |  | BBA-0008 | Oil Separator Tank | 1000 | BBA-0008 |  | Kwikflo | 5/8/2005 | KCPS-1000 | 31827-6 | [7 empty] | 23/2/2022 | 2 - Normal | 2 - Medium | 1 - Excellent |  | 3 - Normal
Bombala Multi-Purpose Service | Bombala Multi-Purpose Service | Ground | 7 |  | BBA-0008 | Oil Separator Tank | 1000 | BBA-0008 |  | Kwikflo | 5/8/2005 | KCPS-1000 | 31827-6 | [7 empty] | 23/2/2022 | 2 - Normal | 2 - Medium | 1 - Excellent |  | 3 - Normal
Bombala Multi-Purpose Service | Bombala Multi-Purpose Service | Ground | 7 |  | BBA-0008 | Oil Separator Tank | 1000 | BBA-0008 |  | Kwikflo | 5/8/2005 | KCPS-1000 | 31827-6 | [7 empty] | 23/2/2022 | 2 - Normal | 2 - Medium | 1 - Excellent |  | 3 - Normal
Bombala Multi-Purpose Service | Bombala Multi-Purpose Service | Ground | 7 |  | BBA-0008 | Oil Separator Tank | 1000 | BBA-0008 |  | Kwikflo | 5/8/2005 | KCPS-1000 | 31827-6 | [7 empty] | 23/2/2022 | 2 - Normal | 2 - Medium | 1 - Excellent |  | 3 - Normal
Bombala Multi-Purpose Service | Bombala Multi-Purpose Service | Ground | 7 |  | BBA-0008 | Oil Separator Tank | 1000 | BBA-0008 |  | Kwikflo | 5/8/2005 | KCPS-1000 | 31827-6 | [7 empty] | 23/2/2022 | 2 - Normal | 2 - Medium | 1 - Excellent |  | 3 - Normal
Bombala Multi-Purpose Service | Bombala Multi-Purpose Service | Ground | 7 |  | BBA-0008 | Oil Separator Tank | 1000 | BBA-0008 |  | Kwikflo | 5/8/2005 | KCPS-1000 | 31827-6 | [7 empty] | 23/2/2022 | 2 - Normal | 2 - Medium | 1 - Excellent |  | 3 - Normal
Bombala Multi-Purpose Service | Bombala Multi-Purpose Service | Ground | 7 |  | BBA-0008 | Oil Separator Tank | 1000 | BBA-0008 |  | Kwikflo | 5/8/2005 | KCPS-1000 | 31827-6 | [7 empty] | 23/2/2022 | 2 - Normal | 2 - Medium | 1 - Excellent |  | 3 - Normal
Bombala Multi-Purpose Service | Bombala Multi-Purpose Service | Ground | 7 |  | BBA-0008 | Oil Separator Tank | 1000 | BBA-0008 |  | Kwikflo | 5/8/2005 | KCPS-1000 | 31827-6 | [7 empty] | 23/2/2022 | 2 - Normal | 2 - Medium | 1 - Excellent |  | 3 - Normal
Bombala Multi-Purpose Service | Bombala Multi-Purpose Service | Ground | 7 |  | BBA-0008 | Oil Separator Tank | 1000 | BBA-0008 |  | Kwikflo | 5/8/2005 | KCPS-1000 | 31827-6 | [7 empty] | 23/2/2022 | 2 - Normal | 2 - Medium | 1 - Excellent |  | 3 - Normal
Bombala Multi-Purpose Service | Bombala Multi-Purpose Service | Ground | 7 |  | BBA-0008 | Oil Separator Tank | 1000 | BBA-0008 |  | Kwikflo | 5/8/2005 | KCPS-1000 | 31827-6 | [7 empty] | 23/2/2022 | 2 - Normal | 2 - Medium | 1 - Excellent |  | 3 - Normal
Bombala Multi-Purpose Service | Bombala Multi-Purpose Service | Ground | 7 |  | BBA-0008 | Oil Separator Tank | 1000 | BBA-0008 |  | Kwikflo | 5/8/2005 | KCPS-1000 | 31827-6 | [7 empty] | 23/2/2022 | 2 - Normal | 2 - Medium | 1 - Excellent |  | 3 - Normal
Bombala Multi-Purpose Service | Bombala Multi-Purpose Service | Ground | 7 |  | BBA-0008 | Oil Separator Tank | 1000 | BBA-0008 |  | Kwikflo | 5/8/2005 | KCPS-1000 | 31827-6 | [7 empty] | 23/2/2022 | 2 - Normal | 2 - Medium | 1 - Excellent |  | 3 - Normal
Bombala Multi-Purpose Service | Bombala Multi-Purpose Service | Ground | 7 |  | BBA-0008 | Oil Separator Tank | 1000 | BBA-0008 |  | Kwikflo | 5/8/2005 | KCPS-1000 | 31827-6 | [7 empty] | 23/2/2022 | 2 - Normal | 2 - Medium | 1 - Excellent |  | 3 - Normal
Bombala Multi-Purpose Service | Bombala Multi-Purpose Service | Ground | 7 |  | BBA-0008 | Oil Separator Tank | 1000 | BBA-0008 |  | Kwikflo | 5/8/2005 | KCPS-1000 | 31827-6 | [7 empty] | 23/2/2022 | 2 - Normal | 2 - Medium | 1 - Excellent |  | 3 - Normal
Bombala Multi-Purpose Service | Bombala Multi-Purpose Service | Ground | 7 |  | BBA-0008 | Oil Separator Tank | 1000 | BBA-0008 |  | Kwikflo | 5/8/2005 | KCPS-1000 | 31827-6 | [7 empty] | 23/2/2022 | 2 - Normal | 2 - Medium | 1 - Excellent |  | 3 - Normal
Bombala Multi-Purpose Service | Bombala Multi-Purpose Service | Ground | 7 |  | BBA-0008 | Oil Separator Tank | 1000 | BBA-0008 |  | Kwikflo | 5/8/2005 | KCPS-1000 | 31827-6 | [7 empty] | 23/2/2022 | 2 - Normal | 2 - Medium | 1 - Excellent |  | 3 - Normal
Bombala Multi-Purpose Service | Bombala Multi-Purpose Service | Ground | 7 |  | BBA-0008 | Oil Separator Tank | 1000 | BBA-0008 |  | Kwikflo | 5/8/2005 | KCPS-1000 | 31827-6 | [7 empty] | 23/2/2022 | 2 - Normal | 2 - Medium | 1 - Excellent |  | 3 - Normal
Bombala Multi-Purpose Service | Bombala Multi-Purpose Service | Ground | 7 |  | BBA-0008 | Oil Separator Tank | 1000 | BBA-0008 |  | Kwikflo | 5/8/2005 | KCPS-1000 | 31827-6 | [7 empty] | 23/2/2022 | 2 - Normal | 2 - Medium | 1 - Excellent |  | 3 - Normal
Bombala Multi-Purpose Service | Bombala Multi-Purpose Service | Ground | 7 |  | BBA-0008 | Oil Separator Tank | 1000 | BBA-0008 |  | Kwikflo | 5/8/2005 | KCPS-1000 | 31827-6 | [7 empty] | 23/2/2022 | 2 - Normal | 2 - Medium | 1 - Excellent |  | 3 - Normal
Bombala Multi-Purpose Service | Bombala Multi-Purpose Service | Ground | 7 |  | BBA-0008 | Oil Separator Tank | 1000 | BBA-0008 |  | Kwikflo | 5/8/2005 | KCPS-1000 | 31827-6 | [7 empty] | 23/2/2022 | 2 - Normal | 2 - Medium | 1 - Excellent |  | 3 - Normal
Bombala Multi-Purpose Service | Bombala Multi-Purpose Service | Ground | 7 |  | BBA-0008 | Oil Separator Tank | 1000 | BBA-0008 |  | Kwikflo | 5/8/2005 | KCPS-1000 | 31827-6 | [7 empty] | 23/2/2022 | 2 - Normal | 2 - Medium | 1 - Excellent |  | 3 - Normal
Bombala Multi-Purpose Service | Bombala Multi-Purpose Service | Ground | 7 |  | BBA-0008 | Oil Separator Tank | 1000 | BBA-0008 |  | Kwikflo | 5/8/2005 | KCPS-1000 | 31827-6 | [7 empty] | 23/2/2022 | 2 - Normal | 2 - Medium | 1 - Excellent |  | 3 - Normal
Bombala Multi-Purpose Service | Bombala Multi-Purpose Service | Ground | 7 |  | BBA-0008 | Oil Separator Tank | 1000 | BBA-0008 |  | Kwikflo | 5/8/2005 | KCPS-1000 | 31827-6 | [7 empty] | 23/2/2022 | 2 - Normal | 2 - Medium | 1 - Excellent |  | 3 - Normal
Bombala Multi-Purpose Service | Bombala Multi-Purpose Service | Ground | 7 |  | BBA-0008 | Oil Separator Tank | 1000 | BBA-0008 |  | Kwikflo | 5/8/2005 | KCPS-1000 | 31827-6 | [7 empty] | 23/2/2022 | 2 - Normal | 2 - Medium | 1 - Excellent |  | 3 - Normal
Bombala Multi-Purpose Service | Bombala Multi-Purpose Service | Ground | 7 |  | BBA-0008 | Oil Separator Tank | 1000 | BBA-0008 |  | Kwikflo | 5/8/2005 | KCPS-1000 | 31827-6 | [7 empty] | 23/2/2022 | 2 - Normal | 2 - Medium | 1 - Excellent |  | 3 - Normal
Bombala Multi-Purpose Service | Bombala Multi-Purpose Service | Ground | 7 |  | BBA-0008 | Oil Separator Tank | 1000 | BBA-0008 |  | Kwikflo | 5/8/2005 | KCPS-1000 | 31827-6 | [7 empty] | 23/2/2022 | 2 - Normal | 2 - Medium | 1 - Excellent |  | 3 - Normal
Bombala Multi-Purpose Service | Bombala Multi-Purpose Service | Ground | 7 |  | BBA-0008 | Oil Separator Tank | 1000 | BBA-0008 |  | Kwikflo | 5/8/2005 | KCPS-1000 | 31827-6 | [7 empty] | 23/2/2022 | 2 - Normal | 2 - Medium | 1 - Excellent |  | 3 - Normal
Bombala Multi-Purpose Service | Bombala Multi-Purpose Service | Ground | 7 |  | BBA-0008 | Oil Separator Tank | 1000 | BBA-0008 |  | Kwikflo | 5/8/2005 | KCPS-1000 | 31827-6 | [7 empty] | 23/2/2022 | 2 - Normal | 2 - Medium | 1 - Excellent |  | 3 - Normal
Bombala Multi-Purpose Service | Bombala Multi-Purpose Service | Ground | 7 |  | BBA-0008 | Oil Separator Tank | 1000 | BBA-0008 |  | Kwikflo | 5/8/2005 | KCPS-1000 | 31827-6 | [7 empty] | 23/2/2022 | 2 - Normal | 2 - Medium | 1 - Excellent |  | 3 - Normal
Bombala Multi-Purpose Service | Bombala Multi-Purpose Service | Ground | 7 |  | BBA-0008 | Oil Separator Tank | 1000 | BBA-0008 |  | Kwikflo | 5/8/2005 | KCPS-1000 | 31827-6 | [7 empty] | 23/2/2022 | 2 - Normal | 2 - Medium | 1 - Excellent |  | 3 - Normal
Bombala Multi-Purpose Service | Bombala Multi-Purpose Service | Ground | 7 |  | BBA-0008 | Oil Separator Tank | 1000 | BBA-0008 |  | Kwikflo | 5/8/2005 | KCPS-1000 | 31827-6 | [7 empty] | 23/2/2022 | 2 - Normal | 2 - Medium | 1 - Excellent |  | 3 - Normal
Bombala Multi-Purpose Service | Bombala Multi-Purpose Service | Ground | 7 |  | BBA-0008 | Oil Separator Tank | 1000 | BBA-0008 |  | Kwikflo | 5/8/2005 | KCPS-1000 | 31827-6 | [7 empty] | 23/2/2022 | 2 - Normal | 2 - Medium | 1 - Excellent |  | 3 - Normal
Bombala Multi-Purpose Service | Bombala Multi-Purpose Service | Ground | 7 |  | BBA-0008 | Oil Separator Tank | 1000 | BBA-0008 |  | Kwikflo | 5/8/2005 | KCPS-1000 | 31827-6 | [7 empty] | 23/2/2022 | 2 - Normal | 2 - Medium | 1 - Excellent |  | 3 - Normal
Bombala Multi-Purpose Service | Bombala Multi-Purpose Service | Ground | 7 |  | BBA-0008 | Oil Separator Tank | 1000 | BBA-0008 |  | Kwikflo | 5/8/2005 | KCPS-1000 | 31827-6 | [7 empty] | 23/2/2022 | 2 - Normal | 2 - Medium | 1 - Excellent |  | 3 - Normal
Bombala Multi-Purpose Service | Bombala Multi-Purpose Service | Ground | 7 |  | BBA-0008 | Oil Separator Tank | 1000 | BBA-0008 |  | Kwikflo | 5/8/2005 | KCPS-1000 | 31827-6 | [7 empty] | 23/2/2022 | 2 - Normal | 2 - Medium | 1 - Excellent |  | 3 - Normal
Bombala Multi-Purpose Service | Bombala Multi-Purpose Service | Ground | 7 |  | BBA-0008 | Oil Separator Tank | 1000 | BBA-0008 |  | Kwikflo | 5/8/2005 | KCPS-1000 | 31827-6 | [7 empty] | 23/2/2022 | 2 - Normal | 2 - Medium | 1 - Excellent |  | 3 - Normal
Bombala Multi-Purpose Service | Bombala Multi-Purpose Service | Ground | 7 |  | BBA-0008 | Oil Separator Tank | 1000 | BBA-0008 |  | Kwikflo | 5/8/2005 | KCPS-1000 | 31827-6 | [7 empty] | 23/2/2022 | 2 - Normal | 2 - Medium | 1 - Excellent |  | 3 - Normal
Bombala Multi-Purpose Service | Bombala Multi-Purpose Service | Ground | 7 |  | BBA-0008 | Oil Separator Tank | 1000 | BBA-0008 |  | Kwikflo | 5/8/2005 | KCPS-1000 | 31827-6 | [7 empty] | 23/2/2022 | 2 - Normal | 2 - Medium | 1 - Excellent |  | 3 - Normal
Bombala Multi-Purpose Service | Bombala Multi-Purpose Service | Ground | 7 |  | BBA-0008 | Oil Separator Tank | 1000 | BBA-0008 |  | Kwikflo | 5/8/2005 | KCPS-1000 | 31827-6 | [7 empty] | 23/2/2022 | 2 - Normal | 2 - Medium | 1 - Excellent |  | 3 - Normal
Bombala Multi-Purpose Service | Bombala Multi-Purpose Service | Ground | 7 |  | BBA-0008 | Oil Separator Tank | 1000 | BBA-0008 |  | Kwikflo | 5/8/2005 | KCPS-1000 | 31827-6 | [7 empty] | 23/2/2022 | 2 - Normal | 2 - Medium | 1 - Excellent |  | 3 - Normal
Bombala Multi-Purpose Service | Bombala Multi-Purpose Service | Ground | 7 |  | BBA-0008 | Oil Separator Tank | 1000 | BBA-0008 |  | Kwikflo | 5/8/2005 | KCPS-1000 | 31827-6 | [7 empty] | 23/2/2022 | 2 - Normal | 2 - Medium | 1 - Excellent |  | 3 - Normal
Bombala Multi-Purpose Service | Bombala Multi-Purpose Service | Ground | 7 |  | BBA-0008 | Oil Separator Tank | 1000 | BBA-0008 |  | Kwikflo | 5/8/2005 | KCPS-1000 | 31827-6 | [7 empty] | 23/2/2022 | 2 - Normal | 2 - Medium | 1 - Excellent |  | 3 - Normal
Bombala Multi-Purpose Service | Bombala Multi-Purpose Service | Ground | 7 |  | BBA-0008 | Oil Separator Tank | 1000 | BBA-0008 |  | Kwikflo | 5/8/2005 | KCPS-1000 | 31827-6 | [7 empty] | 23/2/2022 | 2 - Normal | 2 - Medium | 1 - Excellent |  | 3 - Normal
Bombala Multi-Purpose Service | Bombala Multi-Purpose Service | Ground | 7 |  | BBA-0008 | Oil Separator Tank | 1000 | BBA-0008 |  | Kwikflo | 5/8/2005 | KCPS-1000 | 31827-6 | [7 empty] | 23/2/2022 | 2 - Normal | 2 - Medium | 1 - Excellent |  | 3 - Normal
Bombala Multi-Purpose Service | Bombala Multi-Purpose Service | Ground | 7 |  | BBA-0008 | Oil Separator Tank | 1000 | BBA-0008 |  | Kwikflo | 5/8/2005 | KCPS-1000 | 31827-6 | [7 empty] | 23/2/2022 | 2 - Normal | 2 - Medium | 1 - Excellent |  | 3 - Normal
Bombala Multi-Purpose Service | Bombala Multi-Purpose Service | Ground | 7 |  | BBA-0008 | Oil Separator Tank | 1000 | BBA-0008 |  | Kwikflo | 5/8/2005 | KCPS-1000 | 31827-6 | [7 empty] | 23/2/2022 | 2 - Normal | 2 - Medium | 1 - Excellent |  | 3 - Normal
Bombala Multi-Purpose Service | Bombala Multi-Purpose Service | Ground | 7 |  | BBA-0008 | Oil Separator Tank | 1000 | BBA-0008 |  | Kwikflo | 5/8/2005 | KCPS-1000 | 31827-6 | [7 empty] | 23/2/2022 | 2 - Normal | 2 - Medium | 1 - Excellent |  | 3 - Normal
Bombala Multi-Purpose Service | Bombala Multi-Purpose Service | Ground | 7 |  | BBA-0008 | Oil Separator Tank | 1000 | BBA-0008 |  | Kwikflo | 5/8/2005 | KCPS-1000 | 31827-6 | [7 empty] | 23/2/2022 | 2 - Normal | 2 - Medium | 1 - Excellent |  | 3 - Normal
Bombala Multi-Purpose Service | Bombala Multi-Purpose Service | Ground | 7 |  | BBA-0008 | Oil Separator Tank | 1000 | BBA-0008 |  | Kwikflo | 5/8/2005 | KCPS-1000 | 31827-6 | [7 empty] | 23/2/2022 | 2 - Normal | 2 - Medium | 1 - Excellent |  | 3 - Normal
Bombala Multi-Purpose Service | Bombala Multi-Purpose Service | Ground | 7 |  | BBA-0008 | Oil Separator Tank | 1000 | BBA-0008 |  | Kwikflo | 5/8/2005 | KCPS-1000 | 31827-6 | [7 empty] | 23/2/2022 | 2 - Normal | 2 - Medium | 1 - Excellent |  | 3 - Normal
Bombala Multi-Purpose Service | Bombala Multi-Purpose Service | Ground | 7 |  | BBA-0008 | Oil Separator Tank | 1000 | BBA-0008 |  | Kwikflo | 5/8/2005 | KCPS-1000 | 31827-6 | [7 empty] | 23/2/2022 | 2 - Normal | 2 - Medium | 1 - Excellent |  | 3 - Normal
Bombala Multi-Purpose Service | Bombala Multi-Purpose Service | Ground | 7 |  | BBA-0008 | Oil Separator Tank | 1000 | BBA-0008 |  | Kwikflo | 5/8/2005 | KCPS-1000 | 31827-6 | [7 empty] | 23/2/2022 | 2 - Normal | 2 - Medium | 1 - Excellent |  | 3 - Normal
Bombala Multi-Purpose Service | Bombala Multi-Purpose Service | Ground | 7 |  | BBA-0008 | Oil Separator Tank | 1000 | BBA-0008 |  | Kwikflo | 5/8/2005 | KCPS-1000 | 31827-6 | [7 empty] | 23/2/2022 | 2 - Normal | 2 - Medium | 1 - Excellent |  | 3 - Normal
Bombala Multi-Purpose Service | Bombala Multi-Purpose Service | Ground | 7 |  | BBA-0008 | Oil Separator Tank | 1000 | BBA-0008 |  | Kwikflo | 5/8/2005 | KCPS-1000 | 31827-6 | [7 empty] | 23/2/2022 | 2 - Normal | 2 - Medium | 1 - Excellent |  | 3 - Normal
Bombala Multi-Purpose Service | Bombala Multi-Purpose Service | Ground | 7 |  | BBA-0008 | Oil Separator Tank | 1000 | BBA-0008 |  | Kwikflo | 5/8/2005 | KCPS-1000 | 31827-6 | [7 empty] | 23/2/2022 | 2 - Normal | 2 - Medium | 1 - Excellent |  | 3 - Normal
Bombala Multi-Purpose Service | Bombala Multi-Purpose Service | Ground | 7 |  | BBA-0008 | Oil Separator Tank | 1000 | BBA-0008 |  | Kwikflo | 5/8/2005 | KCPS-1000 | 31827-6 | [7 empty] | 23/2/2022 | 2 - Normal | 2 - Medium | 1 - Excellent |  | 3 - Normal
Bombala Multi-Purpose Service | Bombala Multi-Purpose Service | Ground | 7 |  | BBA-0008 | Oil Separator Tank | 1000 | BBA-0008 |  | Kwikflo | 5/8/2005 | KCPS-1000 | 31827-6 | [7 empty] | 23/2/2022 | 2 - Normal | 2 - Medium | 1 - Excellent |  | 3 - Normal
Bombala Multi-Purpose Service | Bombala Multi-Purpose Service | Ground | 7 |  | BBA-0008 | Oil Separator Tank | 1000 | BBA-0008 |  | Kwikflo | 5/8/2005 | KCPS-1000 | 31827-6 | [7 empty] | 23/2/2022 | 2 - Normal | 2 - Medium | 1 - Excellent |  | 3 - Normal
Bombala Multi-Purpose Service | Bombala Multi-Purpose Service | Ground | 7 |  | BBA-0008 | Oil Separator Tank | 1000 | BBA-0008 |  | Kwikflo | 5/8/2005 | KCPS-1000 | 31827-6 | [7 empty] | 23/2/2022 | 2 - Normal | 2 - Medium | 1 - Excellent |  | 3 - Normal
Bombala Multi-Purpose Service | Bombala Multi-Purpose Service | Ground | 7 |  | BBA-0008 | Oil Separator Tank | 1000 | BBA-0008 |  | Kwikflo | 5/8/2005 | KCPS-1000 | 31827-6 | [7 empty] | 23/2/2022 | 2 - Normal | 2 - Medium | 1 - Excellent |  | 3 - Normal
Bombala Multi-Purpose Service | Bombala Multi-Purpose Service | Ground | 7 |  | BBA-0008 | Oil Separator Tank | 1000 | BBA-0008 |  | Kwikflo | 5/8/2005 | KCPS-1000 | 31827-6 | [7 empty] | 23/2/2022 | 2 - Normal | 2 - Medium | 1 - Excellent |  | 3 - Normal
Bombala Multi-Purpose Service | Bombala Multi-Purpose Service | Ground | 7 |  | BBA-0008 | Oil Separator Tank | 1000 | BBA-0008 |  | Kwikflo | 5/8/2005 | KCPS-1000 | 31827-6 | [7 empty] | 23/2/2022 | 2 - Normal | 2 - Medium | 1 - Excellent |  | 3 - Normal
Bombala Multi-Purpose Service | Bombala Multi-Purpose Service | Ground | 7 |  | BBA-0008 | Oil Separator Tank | 1000 | BBA-0008 |  | Kwikflo | 5/8/2005 | KCPS-1000 | 31827-6 | [7 empty] | 23/2/2022 | 2 - Normal | 2 - Medium | 1 - Excellent |  | 3 - Normal
Bombala Multi-Purpose Service | Bombala Multi-Purpose Service | Ground | 7 |  | BBA-0008 | Oil Separator Tank | 1000 | BBA-0008 |  | Kwikflo | 5/8/2005 | KCPS-1000 | 31827-6 | [7 empty] | 23/2/2022 | 2 - Normal | 2 - Medium | 1 - Excellent |  | 3 - Normal
Bombala Multi-Purpose Service | Bombala Multi-Purpose Service | Ground | 7 |  | BBA-0008 | Oil Separator Tank | 1000 | BBA-0008 |  | Kwikflo | 5/8/2005 | KCPS-1000 | 31827-6 | [7 empty] | 23/2/2022 | 2 - Normal | 2 - Medium | 1 - Excellent |  | 3 - Normal
Bombala Multi-Purpose Service | Bombala Multi-Purpose Service | Ground | 7 |  | BBA-0008 | Oil Separator Tank | 1000 | BBA-0008 |  | Kwikflo | 5/8/2005 | KCPS-1000 | 31827-6 | [7 empty] | 23/2/2022 | 2 - Normal | 2 - Medium | 1 - Excellent |  | 3 - Normal
Bombala Multi-Purpose Service | Bombala Multi-Purpose Service | Ground | 7 |  | BBA-0008 | Oil Separator Tank | 1000 | BBA-0008 |  | Kwikflo | 5/8/2005 | KCPS-1000 | 31827-6 | [7 empty] | 23/2/2022 | 2 - Normal | 2 - Medium | 1 - Excellent |  | 3 - Normal
Bombala Multi-Purpose Service | Bombala Multi-Purpose Service | Ground | 7 |  | BBA-0008 | Oil Separator Tank | 1000 | BBA-0008 |  | Kwikflo | 5/8/2005 | KCPS-1000 | 31827-6 | [7 empty] | 23/2/2022 | 2 - Normal | 2 - Medium | 1 - Excellent |  | 3 - Normal
Bombala Multi-Purpose Service | Bombala Multi-Purpose Service | Ground | 7 |  | BBA-0008 | Oil Separator Tank | 1000 | BBA-0008 |  | Kwikflo | 5/8/2005 | KCPS-1000 | 31827-6 | [7 empty] | 23/2/2022 | 2 - Normal | 2 - Medium | 1 - Excellent |  | 3 - Normal
Bombala Multi-Purpose Service | Bombala Multi-Purpose Service | Ground | 7 |  | BBA-0008 | Oil Separator Tank | 1000 | BBA-0008 |  | Kwikflo | 5/8/2005 | KCPS-1000 | 31827-6 | [7 empty] | 23/2/2022 | 2 - Normal | 2 - Medium | 1 - Excellent |  | 3 - Normal
Bombala Multi-Purpose Service | Bombala Multi-Purpose Service | Ground | 7 |  | BBA-0008 | Oil Separator Tank | 1000 | BBA-0008 |  | Kwikflo | 5/8/2005 | KCPS-1000 | 31827-6 | [7 empty] | 23/2/2022 | 2 - Normal | 2 - Medium | 1 - Excellent |  | 3 - Normal
Bombala Multi-Purpose Service | Bombala Multi-Purpose Service | Ground | 7 |  | BBA-0008 | Oil Separator Tank | 1000 | BBA-0008 |  | Kwikflo | 5/8/2005 | KCPS-1000 | 31827-6 | [7 empty] | 23/2/2022 | 2 - Normal | 2 - Medium | 1 - Excellent |  | 3 - Normal
Bombala Multi-Purpose Service | Bombala Multi-Purpose Service | Ground | 7 |  | BBA-0008 | Oil Separator Tank | 1000 | BBA-0008 |  | Kwikflo | 5/8/2005 | KCPS-1000 | 31827-6 | [7 empty] | 23/2/2022 | 2 - Normal | 2 - Medium | 1 - Excellent |  | 3 - Normal
Bombala Multi-Purpose Service | Bombala Multi-Purpose Service | Ground | 7 |  | BBA-0008 | Oil Separator Tank | 1000 | BBA-0008 |  | Kwikflo | 5/8/2005 | KCPS-1000 | 31827-6 | [7 empty] | 23/2/2022 | 2 - Normal | 2 - Medium | 1 - Excellent |  | 3 - Normal
Bombala Multi-Purpose Service | Bombala Multi-Purpose Service | Ground | 7 |  | BBA-0008 | Oil Separator Tank | 1000 | BBA-0008 |  | Kwikflo | 5/8/2005 | KCPS-1000 | 31827-6 | [7 empty] | 23/2/2022 | 2 - Normal | 2 - Medium | 1 - Excellent |  | 3 - Normal
Bombala Multi-Purpose Service | Bombala Multi-Purpose Service | Ground | 7 |  | BBA-0008 | Oil Separator Tank | 1000 | BBA-0008 |  | Kwikflo | 5/8/2005 | KCPS-1000 | 31827-6 | [7 empty] | 23/2/2022 | 2 - Normal | 2 - Medium | 1 - Excellent |  | 3 - Normal
Bombala Multi-Purpose Service | Bombala Multi-Purpose Service | Ground | 7 |  | BBA-0008 | Oil Separator Tank | 1000 | BBA-0008 |  | Kwikflo | 5/8/2005 | KCPS-1000 | 31827-6 | [7 empty] | 23/2/2022 | 2 - Normal | 2 - Medium | 1 - Excellent |  | 3 - Normal
Bombala Multi-Purpose Service | Bombala Multi-Purpose Service | Ground | 7 |  | BBA-0008 | Oil Separator Tank | 1000 | BBA-0008 |  | Kwikflo | 5/8/2005 | KCPS-1000 | 31827-6 | [7 empty] | 23/2/2022 | 2 - Normal | 2 - Medium | 1 - Excellent |  | 3 - Normal
Bombala Multi-Purpose Service | Bombala Multi-Purpose Service | Ground | 7 |  | BBA-0008 | Oil Separator Tank | 1000 | BBA-0008 |  | Kwikflo | 5/8/2005 | KCPS-1000 | 31827-6 | [7 empty] | 23/2/2022 | 2 - Normal | 2 - Medium | 1 - Excellent |  | 3 - Normal
Bombala Multi-Purpose Service | Bombala Multi-Purpose Service | Ground | 7 |  | BBA-0008 | Oil Separator Tank | 1000 | BBA-0008 |  | Kwikflo | 5/8/2005 | KCPS-1000 | 31827-6 | [7 empty] | 23/2/2022 | 2 - Normal | 2 - Medium | 1 - Excellent |  | 3 - Normal
Bombala Multi-Purpose Service | Bombala Multi-Purpose Service | Ground | 7 |  | BBA-0008 | Oil Separator Tank | 1000 | BBA-0008 |  | Kwikflo | 5/8/2005 | KCPS-1000 | 31827-6 | [7 empty] | 23/2/2022 | 2 - Normal | 2 - Medium | 1 - Excellent |  | 3 - Normal
Bombala Multi-Purpose Service | Bombala Multi-Purpose Service | Ground | 7 |  | BBA-0008 | Oil Separator Tank | 1000 | BBA-0008 |  | Kwikflo | 5/8/2005 | KCPS-1000 | 31827-6 | [7 empty] | 23/2/2022 | 2 - Normal | 2 - Medium | 1 - Excellent |  | 3 - Normal
Bombala Multi-Purpose Service | Bombala Multi-Purpose Service | Ground | 7 |  | BBA-0008 | Oil Separator Tank | 1000 | BBA-0008 |  | Kwikflo | 5/8/2005 | KCPS-1000 | 31827-6 | [7 empty] | 23/2/2022 | 2 - Normal | 2 - Medium | 1 - Excellent |  | 3 - Normal
Bombala Multi-Purpose Service | Bombala Multi-Purpose Service | Ground | 7 |  | BBA-0008 | Oil Separator Tank | 1000 | BBA-0008 |  | Kwikflo | 5/8/2005 | KCPS-1000 | 31827-6 | [7 empty] | 23/2/2022 | 2 - Normal | 2 - Medium | 1 - Excellent |  | 3 - Normal
Bombala Multi-Purpose Service | Bombala Multi-Purpose Service | Ground | 7 |  | BBA-0008 | Oil Separator Tank | 1000 | BBA-0008 |  | Kwikflo | 5/8/2005 | KCPS-1000 | 31827-6 | [7 empty] | 23/2/2022 | 2 - Normal | 2 - Medium | 1 - Excellent |  | 3 - Normal
Bombala Multi-Purpose Service | Bombala Multi-Purpose Service | Ground | 7 |  | BBA-0008 | Oil Separator Tank | 1000 | BBA-0008 |  | Kwikflo | 5/8/2005 | KCPS-1000 | 31827-6 | [7 empty] | 23/2/2022 | 2 - Normal | 2 - Medium | 1 - Excellent |  | 3 - Normal
Bombala Multi-Purpose Service | Bombala Multi-Purpose Service | Ground | 7 |  | BBA-0008 | Oil Separator Tank | 1000 | BBA-0008 |  | Kwikflo | 5/8/2005 | KCPS-1000 | 31827-6 | [7 empty] | 23/2/2022 | 2 - Normal | 2 - Medium | 1 - Excellent |  | 3 - Normal
Bombala Multi-Purpose Service | Bombala Multi-Purpose Service | Ground | 7 |  | BBA-0008 | Oil Separator Tank | 1000 | BBA-0008 |  | Kwikflo | 5/8/2005 | KCPS-1000 | 31827-6 | [7 empty] | 23/2/2022 | 2 - Normal | 2 - Medium | 1 - Excellent |  | 3 - Normal
Bombala Multi-Purpose Service | Bombala Multi-Purpose Service | Ground | 7 |  | BBA-0008 | Oil Separator Tank | 1000 | BBA-0008 |  | Kwikflo | 5/8/2005 | KCPS-1000 | 31827-6 | [7 empty] | 23/2/2022 | 2 - Normal | 2 - Medium | 1 - Excellent |  | 3 - Normal
Bombala Multi-Purpose Service | Bombala Multi-Purpose Service | Ground | 7 |  | BBA-0008 | Oil Separator Tank | 1000 | BBA-0008 |  | Kwikflo | 5/8/2005 | KCPS-1000 | 31827-6 | [7 empty] | 23/2/2022 | 2 - Normal | 2 - Medium | 1 - Excellent |  | 3 - Normal
Bombala Multi-Purpose Service | Bombala Multi-Purpose Service | Ground | 7 |  | BBA-0008 | Oil Separator Tank | 1000 | BBA-0008 |  | Kwikflo | 5/8/2005 | KCPS-1000 | 31827-6 | [7 empty] | 23/2/2022 | 2 - Normal | 2 - Medium | 1 - Excellent |  | 3 - Normal
Bombala Multi-Purpose Service | Bombala Multi-Purpose Service | Ground | 7 |  | BBA-0008 | Oil Separator Tank | 1000 | BBA-0008 |  | Kwikflo | 5/8/2005 | KCPS-1000 | 31827-6 | [7 empty] | 23/2/2022 | 2 - Normal | 2 - Medium | 1 - Excellent |  | 3 - Normal
Bombala Multi-Purpose Service | Bombala Multi-Purpose Service | Ground | 7 |  | BBA-0008 | Oil Separator Tank | 1000 | BBA-0008 |  | Kwikflo | 5/8/2005 | KCPS-1000 | 31827-6 | [7 empty] | 23/2/2022 | 2 - Normal | 2 - Medium | 1 - Excellent |  | 3 - Normal
Bombala Multi-Purpose Service | Bombala Multi-Purpose Service | Ground | 7 |  | BBA-0008 | Oil Separator Tank | 1000 | BBA-0008 |  | Kwikflo | 5/8/2005 | KCPS-1000 | 31827-6 | [7 empty] | 23/2/2022 | 2 - Normal | 2 - Medium | 1 - Excellent |  | 3 - Normal
Bombala Multi-Purpose Service | Bombala Multi-Purpose Service | Ground | 7 |  | BBA-0008 | Oil Separator Tank | 1000 | BBA-0008 |  | Kwikflo | 5/8/2005 | KCPS-1000 | 31827-6 | [7 empty] | 23/2/2022 | 2 - Normal | 2 - Medium | 1 - Excellent |  | 3 - Normal
Bombala Multi-Purpose Service | Bombala Multi-Purpose Service | Ground | 7 |  | BBA-0008 | Oil Separator Tank | 1000 | BBA-0008 |  | Kwikflo | 5/8/2005 | KCPS-1000 | 31827-6 | [7 empty] | 23/2/2022 | 2 - Normal | 2 - Medium | 1 - Excellent |  | 3 - Normal
Bombala Multi-Purpose Service | Bombala Multi-Purpose Service | Ground | 7 |  | BBA-0008 | Oil Separator Tank | 1000 | BBA-0008 |  | Kwikflo | 5/8/2005 | KCPS-1000 | 31827-6 | [7 empty] | 23/2/2022 | 2 - Normal | 2 - Medium | 1 - Excellent |  | 3 - Normal
Bombala Multi-Purpose Service | Bombala Multi-Purpose Service | Ground | 7 |  | BBA-0008 | Oil Separator Tank | 1000 | BBA-0008 |  | Kwikflo | 5/8/2005 | KCPS-1000 | 31827-6 | [7 empty] | 23/2/2022 | 2 - Normal | 2 - Medium | 1 - Excellent |  | 3 - Normal
Bombala Multi-Purpose Service | Bombala Multi-Purpose Service | Ground | 7 |  | BBA-0008 | Oil Separator Tank | 1000 | BBA-0008 |  | Kwikflo | 5/8/2005 | KCPS-1000 | 31827-6 | [7 empty] | 23/2/2022 | 2 - Normal | 2 - Medium | 1 - Excellent |  | 3 - Normal
Bombala Multi-Purpose Service | Bombala Multi-Purpose Service | Ground | 7 |  | BBA-0008 | Oil Separator Tank | 1000 | BBA-0008 |  | Kwikflo | 5/8/2005 | KCPS-1000 | 31827-6 | [7 empty] | 23/2/2022 | 2 - Normal | 2 - Medium | 1 - Excellent |  | 3 - Normal
Bombala Multi-Purpose Service | Bombala Multi-Purpose Service | Ground | 7 |  | BBA-0008 | Oil Separator Tank | 1000 | BBA-0008 |  | Kwikflo | 5/8/2005 | KCPS-1000 | 31827-6 | [7 empty] | 23/2/2022 | 2 - Normal | 2 - Medium | 1 - Excellent |  | 3 - Normal
Bombala Multi-Purpose Service | Bombala Multi-Purpose Service | Ground | 7 |  | BBA-0008 | Oil Separator Tank | 1000 | BBA-0008 |  | Kwikflo | 5/8/2005 | KCPS-1000 | 31827-6 | [7 empty] | 23/2/2022 | 2 - Normal | 2 - Medium | 1 - Excellent |  | 3 - Normal
Bombala Multi-Purpose Service | Bombala Multi-Purpose Service | Ground | 7 |  | BBA-0008 | Oil Separator Tank | 1000 | BBA-0008 |  | Kwikflo | 5/8/2005 | KCPS-1000 | 31827-6 | [7 empty] | 23/2/2022 | 2 - Normal | 2 - Medium | 1 - Excellent |  | 3 - Normal
Bombala Multi-Purpose Service | Bombala Multi-Purpose Service | Ground | 7 |  | BBA-0008 | Oil Separator Tank | 1000 | BBA-0008 |  | Kwikflo | 5/8/2005 | KCPS-1000 | 31827-6 | [7 empty] | 23/2/2022 | 2 - Normal | 2 - Medium | 1 - Excellent |  | 3 - Normal
Bombala Multi-Purpose Service | Bombala Multi-Purpose Service | Ground | 7 |  | BBA-0008 | Oil Separator Tank | 1000 | BBA-0008 |  | Kwikflo | 5/8/2005 | KCPS-1000 | 31827-6 | [7 empty] | 23/2/2022 | 2 - Normal | 2 - Medium | 1 - Excellent |  | 3 - Normal
Bombala Multi-Purpose Service | Bombala Multi-Purpose Service | Ground | 7 |  | BBA-0008 | Oil Separator Tank | 1000 | BBA-0008 |  | Kwikflo | 5/8/2005 | KCPS-1000 | 31827-6 | [7 empty] | 23/2/2022 | 2 - Normal | 2 - Medium | 1 - Excellent |  | 3 - Normal
Bombala Multi-Purpose Service | Bombala Multi-Purpose Service | Ground | 7 |  | BBA-0008 | Oil Separator Tank | 1000 | BBA-0008 |  | Kwikflo | 5/8/2005 | KCPS-1000 | 31827-6 | [7 empty] | 23/2/2022 | 2 - Normal | 2 - Medium | 1 - Excellent |  | 3 - Normal
Bombala Multi-Purpose Service | Bombala Multi-Purpose Service | Ground | 7 |  | BBA-0008 | Oil Separator Tank | 1000 | BBA-0008 |  | Kwikflo | 5/8/2005 | KCPS-1000 | 31827-6 | [7 empty] | 23/2/2022 | 2 - Normal | 2 - Medium | 1 - Excellent |  | 3 - Normal
Bombala Multi-Purpose Service | Bombala Multi-Purpose Service | Ground | 7 |  | BBA-0008 | Oil Separator Tank | 1000 | BBA-0008 |  | Kwikflo | 5/8/2005 | KCPS-1000 | 31827-6 | [7 empty] | 23/2/2022 | 2 - Normal | 2 - Medium | 1 - Excellent |  | 3 - Normal
Bombala Multi-Purpose Service | Bombala Multi-Purpose Service | Ground | 7 |  | BBA-0008 | Oil Separator Tank | 1000 | BBA-0008 |  | Kwikflo | 5/8/2005 | KCPS-1000 | 31827-6 | [7 empty] | 23/2/2022 | 2 - Normal | 2 - Medium | 1 - Excellent |  | 3 - Normal
Bombala Multi-Purpose Service | Bombala Multi-Purpose Service | Ground | 7 |  | BBA-0008 | Oil Separator Tank | 1000 | BBA-0008 |  | Kwikflo | 5/8/2005 | KCPS-1000 | 31827-6 | [7 empty] | 23/2/2022 | 2 - Normal | 2 - Medium | 1 - Excellent |  | 3 - Normal
Bombala Multi-Purpose Service | Bombala Multi-Purpose Service | Ground | 7 |  | BBA-0008 | Oil Separator Tank | 1000 | BBA-0008 |  | Kwikflo | 5/8/2005 | KCPS-1000 | 31827-6 | [7 empty] | 23/2/2022 | 2 - Normal | 2 - Medium | 1 - Excellent |  | 3 - Normal
Bombala Multi-Purpose Service | Bombala Multi-Purpose Service | Ground | 7 |  | BBA-0008 | Oil Separator Tank | 1000 | BBA-0008 |  | Kwikflo | 5/8/2005 | KCPS-1000 | 31827-6 | [7 empty] | 23/2/2022 | 2 - Normal | 2 - Medium | 1 - Excellent |  | 3 - Normal
Bombala Multi-Purpose Service | Bombala Multi-Purpose Service | Ground | 7 |  | BBA-0008 | Oil Separator Tank | 1000 | BBA-0008 |  | Kwikflo | 5/8/2005 | KCPS-1000 | 31827-6 | [7 empty] | 23/2/2022 | 2 - Normal | 2 - Medium | 1 - Excellent |  | 3 - Normal
Bombala Multi-Purpose Service | Bombala Multi-Purpose Service | Ground | 7 |  | BBA-0008 | Oil Separator Tank | 1000 | BBA-0008 |  | Kwikflo | 5/8/2005 | KCPS-1000 | 31827-6 | [7 empty] | 23/2/2022 | 2 - Normal | 2 - Medium | 1 - Excellent |  | 3 - Normal
Bombala Multi-Purpose Service | Bombala Multi-Purpose Service | Ground | 7 |  | BBA-0008 | Oil Separator Tank | 1000 | BBA-0008 |  | Kwikflo | 5/8/2005 | KCPS-1000 | 31827-6 | [7 empty] | 23/2/2022 | 2 - Normal | 2 - Medium | 1 - Excellent |  | 3 - Normal
Bombala Multi-Purpose Service | Bombala Multi-Purpose Service | Ground | 7 |  | BBA-0008 | Oil Separator Tank | 1000 | BBA-0008 |  | Kwikflo | 5/8/2005 | KCPS-1000 | 31827-6 | [7 empty] | 23/2/2022 | 2 - Normal | 2 - Medium | 1 - Excellent |  | 3 - Normal
Bombala Multi-Purpose Service | Bombala Multi-Purpose Service | Ground | 7 |  | BBA-0008 | Oil Separator Tank | 1000 | BBA-0008 |  | Kwikflo | 5/8/2005 | KCPS-1000 | 31827-6 | [7 empty] | 23/2/2022 | 2 - Normal | 2 - Medium | 1 - Excellent |  | 3 - Normal
Bombala Multi-Purpose Service | Bombala Multi-Purpose Service | Ground | 7 |  | BBA-0008 | Oil Separator Tank | 1000 | BBA-0008 |  | Kwikflo | 5/8/2005 | KCPS-1000 | 31827-6 | [7 empty] | 23/2/2022 | 2 - Normal | 2 - Medium | 1 - Excellent |  | 3 - Normal
Bombala Multi-Purpose Service | Bombala Multi-Purpose Service | Ground | 7 |  | BBA-0008 | Oil Separator Tank | 1000 | BBA-0008 |  | Kwikflo | 5/8/2005 | KCPS-1000 | 31827-6 | [7 empty] | 23/2/2022 | 2 - Normal | 2 - Medium | 1 - Excellent |  | 3 - Normal
Bombala Multi-Purpose Service | Bombala Multi-Purpose Service | Ground | 7 |  | BBA-0008 | Oil Separator Tank | 1000 | BBA-0008 |  | Kwikflo | 5/8/2005 | KCPS-1000 | 31827-6 | [7 empty] | 23/2/2022 | 2 - Normal | 2 - Medium | 1 - Excellent |  | 3 - Normal
Bombala Multi-Purpose Service | Bombala Multi-Purpose Service | Ground | 7 |  | BBA-0008 | Oil Separator Tank | 1000 | BBA-0008 |  | Kwikflo | 5/8/2005 | KCPS-1000 | 31827-6 | [7 empty] | 23/2/2022 | 2 - Normal | 2 - Medium | 1 - Excellent |  | 3 - Normal
Bombala Multi-Purpose Service | Bombala Multi-Purpose Service | Ground | 7 |  | BBA-0008 | Oil Separator Tank | 1000 | BBA-0008 |  | Kwikflo | 5/8/2005 | KCPS-1000 | 31827-6 | [7 empty] | 23/2/2022 | 2 - Normal | 2 - Medium | 1 - Excellent |  | 3 - Normal
Bombala Multi-Purpose Service | Bombala Multi-Purpose Service | Ground | 7 |  | BBA-0008 | Oil Separator Tank | 1000 | BBA-0008 |  | Kwikflo | 5/8/2005 | KCPS-1000 | 31827-6 | [7 empty] | 23/2/2022 | 2 - Normal | 2 - Medium | 1 - Excellent |  | 3 - Normal
Bombala Multi-Purpose Service | Bombala Multi-Purpose Service | Ground | 7 |  | BBA-0008 | Oil Separator Tank | 1000 | BBA-0008 |  | Kwikflo | 5/8/2005 | KCPS-1000 | 31827-6 | [7 empty] | 23/2/2022 | 2 - Normal | 2 - Medium | 1 - Excellent |  | 3 - Normal
Bombala Multi-Purpose Service | Bombala Multi-Purpose Service | Ground | 7 |  | BBA-0008 | Oil Separator Tank | 1000 | BBA-0008 |  | Kwikflo | 5/8/2005 | KCPS-1000 | 31827-6 | [7 empty] | 23/2/2022 | 2 - Normal | 2 - Medium | 1 - Excellent |  | 3 - Normal
Bombala Multi-Purpose Service | Bombala Multi-Purpose Service | Ground | 7 |  | BBA-0009 | Diaphragm Pump | 1 | BBA-0009 |  | Kwikflo | 5/8/2005 | KDS 25-100 | 6888 | [7 empty] | 23/2/2022 | 2 - Normal | 2 - Medium | 1 - Excellent |  | 3 - Normal
Bombala Multi-Purpose Service | Bombala Multi-Purpose Service | Ground | 7 |  | BBA-0010 | Oil Seperator Induction Motor | 1 | BBA-0010 |  | Scorpion |  | ML712-4 | [8 empty] | 23/2/2022 | 2 - Normal | 2 - Medium | 1 - Excellent |  | 3 - Normal
Bombala Multi-Purpose Service | Bombala Multi-Purpose Service | Ground | 7 |  |  | RPZ | 1 | 0 |  | FEBCO |  | 860L DN25 H | H00016 | [7 empty] | 23/2/2022 | 2 - Normal | 2 - Medium | 1 - Excellent |  | 3 - Normal
Bombala Multi-Purpose Service | Bombala Multi-Purpose Service | Ground | 7 |  | BBA-0011 | Fire Extinguisher (C02) | 1 | BBA-0011 | [12 empty] | 23/2/2022 | 2 - Normal | 2 - Medium | 1 - Excellent |  | 3 - Normal
Bombala Multi-Purpose Service | Bombala Multi-Purpose Service | Ground | 7 | Bottom of Plantroom |  | Emergency Exit Light (Green) | 1 | 0 | [12 empty] | 23/2/2022 | 2 - Normal | 2 - Medium | 1 - Excellent |  | 3 - Normal
Bombala Multi-Purpose Service | Bombala Multi-Purpose Service | Ground | 7 | Door 2 motor. Right side of plantroom internal |  | Automatic Roller Door Motor | 1 | 0 |  | Grifco | 1/8/2007 | MTL103 | H07080115 | [7 empty] | 23/2/2022 | 2 - Normal | 2 - Medium | 2 |  | 3 - Normal
Bombala Multi-Purpose Service | Bombala Multi-Purpose Service | Ground | 7 | Roller door 1. Centre |  | Automatic Roller Door Motor | 1 | 0 |  | Grifco | 1/6/2007 | MTL103 | H07061185 | [7 empty] | 23/2/2022 | 2 - Normal | 2 - Medium | 2 |  | 3 - Normal
Bombala Multi-Purpose Service | Bombala Multi-Purpose Service | Ground | 7 | Roller door with emergency exit door |  | Automatic Roller Door Motor | 1 | 0 |  | Grifco | 1/6/2007 | MTL103 | H07060714 | [7 empty] | 23/2/2022 | 2 - Normal | 2 - Medium | 3 - Fair |  | 3 - Normal |  | Door did not operate at time of inspection
Bombala Multi-Purpose Service | Bombala Multi-Purpose Service | Ground | 7 | Roller door 1. Centre position | BBA-0012 | Automatic Roller Door | 1 | BBA-0012 |  | Austral Monsoon |  |  |  |  | 3.4 | 3.6 |  |  |  |  | 23/2/2022 | 2 - Normal | 2 - Medium | 2 |  | 3 - Normal
Bombala Multi-Purpose Service | Bombala Multi-Purpose Service | Ground | 7 | Roller door 2. Right from internal | BBA-0013 | Automatic Roller Door | 1 | BBA-0013 |  | Austral Monsoon |  |  |  |  | 3.4 | 3.6 |  |  |  |  | 23/2/2022 | 2 - Normal | 2 - Medium | 2 |  | 3 - Normal
Bombala Multi-Purpose Service | Bombala Multi-Purpose Service | Ground | 7 | Door 3. Left from internal | BBA-0014 | Automatic Roller Door | 1 | BBA-0014 | [12 empty] | 23/2/2022 | 2 - Normal | 2 - Medium | 2 |  | 3 - Normal
Bombala Multi-Purpose Service | Bombala Multi-Purpose Service | Ground | 8 |  |  | Smoke Detector | 1 | 0 | [12 empty] | 23/2/2022 | 2 - Normal | 2 - Medium | 1 - Excellent |  | 3 - Normal
Bermagui Ambulance Station | Bermagui Ambulance Station | Ground | 2 |  | BMG-0001 | EKA controller box | 1 | BMG-0001 | [12 empty] | 24/2/2022 | 2 - Normal | 2 - Medium | 1 - Excellent |  | 3 - Normal
Bermagui Ambulance Station | Bermagui Ambulance Station | Ground | 2 |  | BMG-0002 | Safe | 1 | BMG-0002 |  | Guardall | [10 empty] | 24/2/2022 | 2 - Normal | 2 - Medium | 1 - Excellent |  | 3 - Normal
Bermagui Ambulance Station | Bermagui Ambulance Station | Ground | 2 |  | BMG-0003 | A/C Unit Split (Indoor) | 1 | BMG-0003 |  | Daikin |  | FTXM25QAVMA | E000275 | [7 empty] | 24/2/2022 | 2 - Normal | 2 - Medium | 1 - Excellent |  | 3 - Normal
Bermagui Ambulance Station | Bermagui Ambulance Station | Ground | 3 |  | BMG-0004 | Distribution Board | 1 | BMG-0004 |  | Email |  | QCC panel board | [8 empty] | 24/2/2022 | 2 - Normal | 2 - Medium | 1 - Excellent |  | 3 - Normal
Bermagui Ambulance Station | Bermagui Ambulance Station | Ground | 3 |  |  | RCD | 1 | 0 |  | Eaton |  | PKA6/1N/C/003 C16 | [5 empty] | BMG-0004 |  |  | 24/2/2022 | 2 - Normal | 2 - Medium | 1 - Excellent |  | 3 - Normal
Bermagui Ambulance Station | Bermagui Ambulance Station | Ground | 3 |  |  | RCD | 1 | 0 |  | Eaton |  | N20187 10A | [5 empty] | BMG-0004 |  |  | 24/2/2022 | 2 - Normal | 2 - Medium | 1 - Excellent |  | 3 - Normal
Bermagui Ambulance Station | Bermagui Ambulance Station | Ground | 3 |  |  | RCD | 1 | 0 |  | Eaton |  | 16A | [5 empty] | BMG-0004 |  |  | 24/2/2022 | 2 - Normal | 2 - Medium | 1 - Excellent |  | 3 - Normal
Bermagui Ambulance Station | Bermagui Ambulance Station | Ground | 4 |  | BMG-0005 | Fire Extinguisher (C02) | 1 | BMG-0005 | [12 empty] | 24/2/2022 | 2 - Normal | 2 - Medium | 1 - Excellent |  | 3 - Normal
Bermagui Ambulance Station | Bermagui Ambulance Station | Ground | 4 |  |  | Smoke Detector | 1 | 0 | [12 empty] | 24/2/2022 | 2 - Normal | 2 - Medium | 1 - Excellent |  | 3 - Normal
Bermagui Ambulance Station | Bermagui Ambulance Station | Ground | 5 |  | BMG-0006 | Hot Water Heater | 1 | BMG-0006 |  | Rheem | [10 empty] | 24/2/2022 | 2 - Normal | 2 - Medium | 1 - Excellent |  | 3 - Normal
Bermagui Ambulance Station | Bermagui Ambulance Station | Ground | 6 |  | BMG-0007 | A/C Unit Split (Indoor) | 1 | BMG-0007 |  | Mitsubishi | 1/1/2020 | DXK18ZS-W | 040200393CF | [7 empty] | 24/2/2022 | 2 - Normal | 2 - Medium | 1 - Excellent |  | 3 - Normal
Bermagui Ambulance Station | Bermagui Ambulance Station | Ground | 6 |  |  | Smoke Detector | 1 | 0 | [12 empty] | 24/2/2022 | 2 - Normal | 2 - Medium | 1 - Excellent |  | 3 - Normal
Bermagui Ambulance Station | Bermagui Ambulance Station | Ground | 6 |  | BMG-0008 | Fire Blanket | 1 | BMG-0008 | [12 empty] | 24/2/2022 | 2 - Normal | 2 - Medium | 1 - Excellent |  | 3 - Normal
Bermagui Ambulance Station | Bermagui Ambulance Station | Ground | 8 |  | BMG-0009 | Fie Extinguisher (Powder) | 1 | BMG-0009 | [12 empty] | 24/2/2022 | 2 - Normal | 2 - Medium | 1 - Excellent |  | 3 - Normal
Bermagui Ambulance Station | Bermagui Ambulance Station | Ground | 8 |  |  | Smoke Detector | 1 | 0 | [12 empty] | 24/2/2022 | 2 - Normal | 2 - Medium | 1 - Excellent |  | 3 - Normal
Bermagui Ambulance Station | Bermagui Ambulance Station | Ground | 17 |  | BMG-0010 | A/C Unit Split (Indoor) | 1 | BMG-0010 |  | LG |  | R12AWN-NB11 | 206KAJP00172 | [7 empty] | 24/2/2022 | 2 - Normal | 2 - Medium | 1 - Excellent |  | 3 - Normal
Bermagui Ambulance Station | Bermagui Ambulance Station | Ground | 25 |  | BMG-0011 | Automatic Gate | 1 | BMG-0011 |  | Automatic Technology |  | Elite Swing Gate Opener SGO-1V4 | [8 empty] | 24/2/2022 | 2 - Normal | 2 - Medium | 1 - Excellent |  | 3 - Normal
Bermagui Ambulance Station | Bermagui Ambulance Station | Ground | 25 |  | BMG-0012 | Automatic Gate | 1 | BMG-0012 |  | Automatic Technology |  | Elite Swing Gate Opener SGO-1V4 | [8 empty] | 24/2/2022 | 2 - Normal | 2 - Medium | 1 - Excellent |  | 3 - Normal
Bermagui Ambulance Station | Bermagui Ambulance Station | Ground | 25 |  | BMG-0013 | Automatic Gate Controller | 1 | BMG-0013 |  | Automatic Technology | [10 empty] | 24/2/2022 | 2 - Normal | 2 - Medium | 1 - Excellent |  | 3 - Normal
Bermagui Ambulance Station | Bermagui Ambulance Station | Ground | 20 |  | BMG-0014 | Hot Water Heater | 1 | BMG-0014 |  | DUX | 6/8/2004 | 50V1-36C | 4499484300 | [7 empty] | 24/2/2022 | 2 - Normal | 2 - Medium | 1 - Excellent |  | 3 - Normal
Bermagui Ambulance Station | Bermagui Ambulance Station | Ground | 19 |  | BMG-0015 | Hot Water Heater | 1 | BMG-0015 |  | Vulcan |  |  |  | 250 | [6 empty] | 24/2/2022 | 2 - Normal | 2 - Medium | 1 - Excellent |  | 3 - Normal
Bermagui Ambulance Station | Bermagui Ambulance Station | Ground | 18 |  | BMG-0017 | A/C Unit Split (Outdoor) | 1 | BMG-0017 |  | Mitsubishi | 1/1/2020 | DXC18ZSA-W | 085300339CE | [7 empty] | 24/2/2022 | 2 - Normal | 2 - Medium | 1 - Excellent |  | 3 - Normal
Bermagui Ambulance Station | Bermagui Ambulance Station | Ground | 18 |  |  | Wallmount Battery Charger | 1 | 0 |  | Durst |  | BCSW-1245B | 125503 | [7 empty] | 24/2/2022 | 2 - Normal | 2 - Medium | 1 - Excellent |  | 3 - Normal
Bermagui Ambulance Station | Bermagui Ambulance Station | Ground | 18 |  |  | Vehicle Battery Charger | 1 | 0 |  | Durst |  | BCS-1245C | [8 empty] | 24/2/2022 | 2 - Normal | 2 - Medium | 1 - Excellent |  | 3 - Normal
Bermagui Ambulance Station | Bermagui Ambulance Station | Ground | 18 |  |  | Wallmount Battery Charger | 1 | 0 |  | Durst |  | BCSW-1225 BS | [8 empty] | 24/2/2022 | 2 - Normal | 2 - Medium | 1 - Excellent |  | 3 - Normal
Bermagui Ambulance Station | Bermagui Ambulance Station | Ground | 18 |  |  | Vehicle Battery Charger | 1 | 0 |  | Durst |  | BCS-1225C | A91110159 | [7 empty] | 24/2/2022 | 2 - Normal | 2 - Medium | 1 - Excellent |  | 3 - Normal
Bermagui Ambulance Station | Bermagui Ambulance Station | Ground | 25 |  |  | A/C Unit Split (Outdoor) | 1 | 0 |  | Mitsubishi | [10 empty] | 24/2/2022 | 2 - Normal | 2 - Medium | 1 - Excellent |  | 3 - Normal
Bermagui Ambulance Station | Bermagui Ambulance Station | Ground | 22 |  |  | Wallmount Battery Charger | 1 | 0 |  | Durst |  | BCSW-1225 BS | [8 empty] | 24/2/2022 | 2 - Normal | 2 - Medium | 1 - Excellent |  | 3 - Normal
Bermagui Ambulance Station | Bermagui Ambulance Station | Ground | 22 |  |  | Vehicle Battery Charger | 1 | 0 |  | Durst |  | BCS-1225C | A91110069 | [7 empty] | 24/2/2022 | 2 - Normal | 2 - Medium | 1 - Excellent |  | 3 - Normal
Bermagui Ambulance Station | Bermagui Ambulance Station | Ground | 22 |  | BMG-0016 | Fire Extinguisher (FOAM) | 1 | BMG-0016 | [12 empty] | 24/2/2022 | 2 - Normal | 2 - Medium | 1 - Excellent |  | 3 - Normal
Bermagui Ambulance Station | Bermagui Ambulance Station | Ground | 22 |  | BMG-0018 | Fire Extinguisher (C02) | 1 | BMG-0018 | [12 empty] | 24/2/2022 | 2 - Normal | 2 - Medium | 1 - Excellent |  | 3 - Normal
Bermagui Ambulance Station | Bermagui Ambulance Station | Ground | 22 |  |  | Wallmount Battery Charger | 1 | 0 |  | Durst |  | BCSW-1225 BS | [8 empty] | 24/2/2022 | 2 - Normal | 2 - Medium | 1 - Excellent |  | 3 - Normal
Bermagui Ambulance Station | Bermagui Ambulance Station | Ground | 22 |  |  | Vehicle Battery Charger | 1 | 0 |  | Durst |  | BCS-1225C | A90800217 | [7 empty] | 24/2/2022 | 2 - Normal | 2 - Medium | 1 - Excellent |  | 3 - Normal
Bermagui Ambulance Station | Bermagui Ambulance Station | Ground | 22 |  | BMG-0019 | Safe | 1 | BMG-0019 | [12 empty] | 24/2/2022 | 2 - Normal | 2 - Medium | 1 - Excellent |  | 3 - Normal
Bermagui Ambulance Station | Bermagui Ambulance Station | Ground | 22 |  | BMG-0020 | Fire Hose Reel | 1 | BMG-0020 | [12 empty] | 24/2/2022 | 2 - Normal | 2 - Medium | 1 - Excellent |  | 3 - Normal
Bermagui Ambulance Station | Bermagui Ambulance Station | Ground | 22 |  |  | Wallmount Battery Charger | 1 | 0 |  | Durst |  | BCSW-1225B | 126302 | [7 empty] | 24/2/2022 | 2 - Normal | 2 - Medium | 1 - Excellent |  | 3 - Normal
Bermagui Ambulance Station | Bermagui Ambulance Station | Ground | 22 |  |  | Vehicle Battery Charger | 1 | 0 |  | Durst |  | BCS-1225C | A90719119 | [7 empty] | 24/2/2022 | 2 - Normal | 2 - Medium | 1 - Excellent |  | 3 - Normal
Bermagui Ambulance Station | Bermagui Ambulance Station | Ground | 22 |  | BMG-0021 | Automatic Roller Door | 1 | BMG-0021 | [12 empty] | 24/2/2022 | 2 - Normal | 2 - Medium | 1 - Excellent |  | 3 - Normal
Bermagui Ambulance Station | Bermagui Ambulance Station | Ground | 22 | Middle of plant |  | Automatic Roller Door Motor | 1 | 0 |  | Grifco | [10 empty] | 24/2/2022 | 2 - Normal | 2 - Medium | 1 - Excellent |  | 3 - Normal
Bermagui Ambulance Station | Bermagui Ambulance Station | Ground | 22 |  | BMG-0022 | Automatic Roller Door | 1 | BMG-0022 | [12 empty] | 24/2/2022 | 2 - Normal | 2 - Medium | 1 - Excellent |  | 3 - Normal
Bermagui Ambulance Station | Bermagui Ambulance Station | Ground | 22 |  |  | Automatic Roller Door Motor | 1 | 0 | [12 empty] | 24/2/2022 | 2 - Normal | 2 - Medium | 1 - Excellent |  | 3 - Normal
Bermagui Ambulance Station | Bermagui Ambulance Station | Ground | 25 |  | BMG-0023 | A/C Unit Split (Outdoor) | 1 | BMG-0023 |  | Daikin |  | RXM25QVMA | E027775 | [7 empty] | 24/2/2022 | 2 - Normal | 2 - Medium | 1 - Excellent |  | 3 - Normal
Bungendore Ambulance Station | Bungendore Ambulance Station | Ground | 1 | Above entry door |  | Emergency Exit Light (Green) | 1 | 0 |  | Clevertronics | [10 empty] | 1/3/2022 | 2 - Normal | 2 - Medium | 1 - Excellent |  | 3 - Normal
Bungendore Ambulance Station | Bungendore Ambulance Station | Ground | 1 | Next to entry door | BGD-0001 | Fie Extinguisher (Powder) | 1 | BGD-0001 | [12 empty] | 1/3/2022 | 2 - Normal | 2 - Medium | 1 - Excellent |  | 3 - Normal
Bungendore Ambulance Station | Bungendore Ambulance Station | Ground | 1 | Next to entry door | BGD-0002 | Fire Indicator Panel (FIP) | 1 | BGD-0002 |  | Honeywell |  | Notifier | [8 empty] | 1/3/2022 | 2 - Normal | 2 - Medium | 1 - Excellent |  | 3 - Normal
Bungendore Ambulance Station | Bungendore Ambulance Station | Ground | 1 |  |  | Smoke Detector | 4 | 0 | [12 empty] | 1/3/2022 | 2 - Normal | 2 - Medium | 1 - Excellent |  | 3 - Normal
Bungendore Ambulance Station | Bungendore Ambulance Station | Ground | 1 |  |  | Smoke Detector | 4 | 0 | [12 empty] | 1/3/2022 | 2 - Normal | 2 - Medium | 1 - Excellent |  | 3 - Normal
Bungendore Ambulance Station | Bungendore Ambulance Station | Ground | 1 |  |  | Smoke Detector | 4 | 0 | [12 empty] | 1/3/2022 | 2 - Normal | 2 - Medium | 1 - Excellent |  | 3 - Normal
Bungendore Ambulance Station | Bungendore Ambulance Station | Ground | 1 |  |  | Smoke Detector | 4 | 0 | [12 empty] | 1/3/2022 | 2 - Normal | 2 - Medium | 1 - Excellent |  | 3 - Normal
Bungendore Ambulance Station | Bungendore Ambulance Station | Ground | 1 |  |  | Emergency Exit Light (Spitfire) | 3 | 0 | [12 empty] | 1/3/2022 | 2 - Normal | 2 - Medium | 1 - Excellent |  | 3 - Normal
Bungendore Ambulance Station | Bungendore Ambulance Station | Ground | 1 |  |  | Emergency Exit Light (Spitfire) | 3 | 0 | [12 empty] | 1/3/2022 | 2 - Normal | 2 - Medium | 1 - Excellent |  | 3 - Normal
Bungendore Ambulance Station | Bungendore Ambulance Station | Ground | 1 |  |  | Emergency Exit Light (Spitfire) | 3 | 0 | [12 empty] | 1/3/2022 | 2 - Normal | 2 - Medium | 1 - Excellent |  | 3 - Normal
Bungendore Ambulance Station | Bungendore Ambulance Station | Ground | 1 | Centre hallway |  | Emergency Exit Light (Green) | 1 | 0 |  | Clevertronics | [10 empty] | 1/3/2022 | 2 - Normal | 2 - Medium | 1 - Excellent |  | 3 - Normal
Bungendore Ambulance Station | Bungendore Ambulance Station | Ground | 1 | Next to door to bbq area |  | Emergency Exit Light (Green) | 1 | 0 |  | Clevertronics | [10 empty] | 1/3/2022 | 2 - Normal | 2 - Medium | 1 - Excellent |  | 3 - Normal
Bungendore Ambulance Station | Bungendore Ambulance Station | Ground | 1 | Kitchen | BGD-0003 | Fie Extinguisher (Powder) | 1 | BGD-0003 | [12 empty] | 1/3/2022 | 2 - Normal | 2 - Medium | 1 - Excellent |  | 3 - Normal
Bungendore Ambulance Station | Bungendore Ambulance Station | Ground | 1 | Kitchen | BGD-0004 | Fire Blanket | 1 | BGD-0004 | [12 empty] | 1/3/2022 | 2 - Normal | 2 - Medium | 1 - Excellent |  | 3 - Normal
Bungendore Ambulance Station | Bungendore Ambulance Station | Ground | 1 | Under sink | BGD-0005 | Hot water service | 1 | BGD-0005 |  | Billi |  | Quadra 904060LCH | R 07 66 07696 LCH | [7 empty] | 1/3/2022 | 2 - Normal | 2 - Medium | 1 - Excellent |  | 3 - Normal
Bungendore Ambulance Station | Bungendore Ambulance Station | Ground | 2 |  |  | Emergency Exit Light (Green) | 1 | 0 |  | Clevertronics | [10 empty] | 1/3/2022 | 2 - Normal | 2 - Medium | 1 - Excellent |  | 3 - Normal
Bungendore Ambulance Station | Bungendore Ambulance Station | Ground | 2 |  |  | Smoke Detector | 1 | 0 | [12 empty] | 1/3/2022 | 2 - Normal | 2 - Medium | 1 - Excellent |  | 3 - Normal
Bungendore Ambulance Station | Bungendore Ambulance Station | Ground | 2 |  |  | A/C Centralized Controller | 1 | 0 |  | Mitsubishi Electric |  | AE-200 | [8 empty] | 1/3/2022 | 2 - Normal | 2 - Medium | 1 - Excellent |  | 3 - Normal
Bungendore Ambulance Station | Bungendore Ambulance Station | Ground | 2 |  |  | A/C Cassette | 1 | 0 |  | Mitsubishi Electric | [10 empty] | 1/3/2022 | 2 - Normal | 2 - Medium | 1 - Excellent |  | 3 - Normal
Bungendore Ambulance Station | Bungendore Ambulance Station | Ground | 3 |  |  | Wallmount Battery Charger | 1 | 0 |  | Durst |  | BCSW - 1225 B | 125026 | [7 empty] | 1/3/2022 | 2 - Normal | 2 - Medium | 1 - Excellent |  | 3 - Normal
Bungendore Ambulance Station | Bungendore Ambulance Station | Ground | 3 |  |  | Vehicle Battery Charger | 1 | 0 |  | Durst |  | BCS-1225C | A90619110 | [7 empty] | 1/3/2022 | 2 - Normal | 2 - Medium | 1 - Excellent |  | 3 - Normal
Bungendore Ambulance Station | Bungendore Ambulance Station | Ground | 3 | Above door to corridor |  | Emergency Exit Light (Green) | 1 | 0 |  | Clevertronics |  | Cleverfit LED | [8 empty] | 1/3/2022 | 2 - Normal | 2 - Medium | 1 - Excellent |  | 3 - Normal
Bungendore Ambulance Station | Bungendore Ambulance Station | Ground | 3 | Above door to external |  | Emergency Exit Light (Green) | 1 | 0 |  | Clevertronics |  | Cleverfit LED | [8 empty] | 1/3/2022 | 2 - Normal | 2 - Medium | 1 - Excellent |  | 3 - Normal
Bungendore Ambulance Station | Bungendore Ambulance Station | Ground | 3 |  |  | Wallmount Battery Charger | 1 | 0 |  | Durst |  | BCSW - 1225 B | 125029 | [7 empty] | 1/3/2022 | 2 - Normal | 2 - Medium | 1 - Excellent |  | 3 - Normal
Bungendore Ambulance Station | Bungendore Ambulance Station | Ground | 3 |  |  | Vehicle Battery Charger | 1 | 0 |  | Durst |  | BCS-1225C | A90619093 | [7 empty] | 1/3/2022 | 2 - Normal | 2 - Medium | 1 - Excellent |  | 3 - Normal
Bungendore Ambulance Station | Bungendore Ambulance Station | Ground | 3 |  |  | Wallmount Battery Charger | 1 | 0 |  | Durst |  | BCSW - 1225 B | 125030 | [7 empty] | 1/3/2022 | 2 - Normal | 2 - Medium | 1 - Excellent |  | 3 - Normal
Bungendore Ambulance Station | Bungendore Ambulance Station | Ground | 3 |  |  | Vehicle Battery Charger | 1 | 0 |  | DURST |  | BCS-1225C | A90619097 | [7 empty] | 1/3/2022 | 2 - Normal | 2 - Medium | 1 - Excellent |  | 3 - Normal
Bungendore Ambulance Station | Bungendore Ambulance Station | Ground | 3 |  | BGD-0006 | Stainless Steel Commercial Sink | 1 | BGD-0006 |  | Britex | [10 empty] | 1/3/2022 | 2 - Normal | 2 - Medium | 1 - Excellent |  | 3 - Normal
Bungendore Ambulance Station | Bungendore Ambulance Station | Ground | 3 |  | BGD-0007 | Eye Wash Station | 1 | BGD-0007 |  | Enware | [10 empty] | 1/3/2022 | 2 - Normal | 2 - Medium | 1 - Excellent |  | 3 - Normal
Bungendore Ambulance Station | Bungendore Ambulance Station | Ground | 3 |  | BGD-0008 | Pressure Cleaner | 1 | BGD-0008 |  | Nilfisk |  | SC UNO 4M-140/620 PS | 107340500 | [7 empty] | 1/3/2022 | 2 - Normal | 2 - Medium | 1 - Excellent |  | 3 - Normal
Bungendore Ambulance Station | Bungendore Ambulance Station | Ground | 3 |  | BGD-0009 | Fie Extinguisher (Powder) | 1 | BGD-0009 | [12 empty] | 1/3/2022 | 2 - Normal | 2 - Medium | 1 - Excellent |  | 3 - Normal
Bungendore Ambulance Station | Bungendore Ambulance Station | Ground | 3 | Wall mount | BGD-0010 | TMV | 1 | BGD-0010 |  | AVG |  | DR TMV 20 | [8 empty] | 1/3/2022 | 2 - Normal | 2 - Medium | 1 - Excellent |  | 3 - Normal
Bungendore Ambulance Station | Bungendore Ambulance Station | Ground | 3 | Wall mounted | BGD-0011 | RPZ | 1 | BGD-0011 |  | Zurn |  | 375 RP | B255018 | [7 empty] | 1/3/2022 | 2 - Normal | 2 - Medium | 1 - Excellent |  | 3 - Normal
Bungendore Ambulance Station | Bungendore Ambulance Station | Ground | 3 | Wall mounted | BGD-0012 | RPZ | 1 | BGD-0012 |  | Zurn |  | 375 RP | B252198 | [7 empty] | 1/3/2022 | 2 - Normal | 2 - Medium | 1 - Excellent |  | 3 - Normal
Bungendore Ambulance Station | Bungendore Ambulance Station | Ground | 3 | Left roller door from internal plantroom |  | Automatic Roller Door Motor | 1 | 0 |  | Grifco | 1/12/2018 | EDL102 | 18B410562 | [7 empty] | 1/3/2022 | 2 - Normal | 2 - Medium | 1 - Excellent |  | 3 - Normal
Bungendore Ambulance Station | Bungendore Ambulance Station | Ground | 3 | In between roller door motors |  | UPS | 1 | 0 |  | Upsonic power | [10 empty] | 1/3/2022 | 2 - Normal | 2 - Medium | 1 - Excellent |  | 3 - Normal
Bungendore Ambulance Station | Bungendore Ambulance Station | Ground | 3 | In between Roller door motors |  | UPS | 1 | 0 |  | Upsonic power | [10 empty] | 1/3/2022 | 2 - Normal | 2 - Medium | 1 - Excellent |  | 3 - Normal
Bungendore Ambulance Station | Bungendore Ambulance Station | Ground | 3 | Right roller door motor when internal of Plantroom |  | Automatic Roller Door Motor | 1 | 0 |  | Grifco | 1/2/2019 | EDL102 | 18C070025 | [7 empty] | 1/3/2022 | 2 - Normal | 2 - Medium | 1 - Excellent |  | 3 - Normal
Bungendore Ambulance Station | Bungendore Ambulance Station | Ground | 4 |  |  | Emergency Exit Light (Green) | 1 | 0 |  | Clevertronics | [10 empty] | 1/3/2022 | 2 - Normal | 2 - Medium | 1 - Excellent |  | 3 - Normal
Bungendore Ambulance Station | Bungendore Ambulance Station | Ground | 4 |  |  | Smoke Detector | 1 | 0 | [12 empty] | 1/3/2022 | 2 - Normal | 2 - Medium | 1 - Excellent |  | 3 - Normal
Bungendore Ambulance Station | Bungendore Ambulance Station | Ground | 5 |  |  | Smoke Detector | 1 | 0 | [12 empty] | 1/3/2022 | 2 - Normal | 2 - Medium | 1 - Excellent |  | 3 - Normal
Bungendore Ambulance Station | Bungendore Ambulance Station | Ground | 3 |  |  | Thermal Heat Detector | 3 | 0 | [12 empty] | 1/3/2022 | 2 - Normal | 2 - Medium | 1 - Excellent |  | 3 - Normal
Bungendore Ambulance Station | Bungendore Ambulance Station | Ground | 3 |  |  | Thermal Heat Detector | 3 | 0 | [12 empty] | 1/3/2022 | 2 - Normal | 2 - Medium | 1 - Excellent |  | 3 - Normal
Bungendore Ambulance Station | Bungendore Ambulance Station | Ground | 3 |  |  | Thermal Heat Detector | 3 | 0 | [12 empty] | 1/3/2022 | 2 - Normal | 2 - Medium | 1 - Excellent |  | 3 - Normal
Bungendore Ambulance Station | Bungendore Ambulance Station | Ground | 5 |  | BGD-0013 | RPZ | 1 | BGD-0013 |  | Zurn |  | 375 RP | B252775 | [7 empty] | 1/3/2022 | 2 - Normal | 2 - Medium | 1 - Excellent |  | 3 - Normal
Bungendore Ambulance Station | Bungendore Ambulance Station | Ground | 5 |  | BGD-0014 | RPZ | 1 | BGD-0014 |  | Zurn |  | 375 RP | B255046 | [7 empty] | 1/3/2022 | 2 - Normal | 2 - Medium | 1 - Excellent |  | 3 - Normal
Bungendore Ambulance Station | Bungendore Ambulance Station | Ground | 6 |  |  | Smoke Detector | 1 | 0 | [12 empty] | 1/3/2022 | 2 - Normal | 2 - Medium | 1 - Excellent |  | 3 - Normal
Bungendore Ambulance Station | Bungendore Ambulance Station | Ground | 6 |  |  | A/C Cassette | 1 | 0 |  | Mitsubishi Electric | [10 empty] | 1/3/2022 | 2 - Normal | 2 - Medium | 1 - Excellent |  | 3 - Normal
Bungendore Ambulance Station | Bungendore Ambulance Station | Ground | 6 |  |  | Emergency Exit Light (Green) | 1 | 0 |  | Clevertronics | [10 empty] | 1/3/2022 | 2 - Normal | 2 - Medium | 1 - Excellent |  | 3 - Normal
Bungendore Ambulance Station | Bungendore Ambulance Station | Ground | 6 |  | BGD-0015 | Safe | 1 | BGD-0015 |  | Guardall | [10 empty] | 1/3/2022 | 2 - Normal | 2 - Medium | 1 - Excellent |  | 3 - Normal
Bungendore Ambulance Station | Bungendore Ambulance Station | Ground | 6 |  | BGD-0016 | EKA controller box | 1 | BGD-0016 | [12 empty] | 1/3/2022 | 2 - Normal | 2 - Medium | 1 - Excellent |  | 3 - Normal
Bungendore Ambulance Station | Bungendore Ambulance Station | Ground | 7 |  |  | Thermal Heat Detector | 1 | 0 | [12 empty] | 1/3/2022 | 2 - Normal | 2 - Medium | 1 - Excellent |  | 3 - Normal
Bungendore Ambulance Station | Bungendore Ambulance Station | Ground | 7 |  | BGD-0017 | TMV | 1 | BGD-0017 |  | AVG |  | DR TMV | [8 empty] | 1/3/2022 | 2 - Normal | 2 - Medium | 1 - Excellent |  | 3 - Normal
Bungendore Ambulance Station | Bungendore Ambulance Station | Ground | 9 |  |  | Smoke Detector | 1 | 0 | [12 empty] | 1/3/2022 | 2 - Normal | 2 - Medium | 1 - Excellent |  | 3 - Normal
Bungendore Ambulance Station | Bungendore Ambulance Station | Ground | 10 |  |  | Thermal Heat Detector | 1 | 0 | [12 empty] | 1/3/2022 | 2 - Normal | 2 - Medium | 1 - Excellent |  | 3 - Normal
Bungendore Ambulance Station | Bungendore Ambulance Station | Ground | 11 |  |  | Smoke Detector | 1 | 0 | [12 empty] | 1/3/2022 | 2 - Normal | 2 - Medium | 1 - Excellent |  | 3 - Normal
Bungendore Ambulance Station | Bungendore Ambulance Station | Ground | 12 |  |  | Smoke Detector | 1 | 0 | [12 empty] | 1/3/2022 | 2 - Normal | 2 - Medium | 1 - Excellent |  | 3 - Normal
Bungendore Ambulance Station | Bungendore Ambulance Station | Ground | 13 | Above exit door |  | Emergency Exit Light (Green) | 1 | 0 |  | Clevertronics | [10 empty] | 1/3/2022 | 2 - Normal | 2 - Medium | 1 - Excellent |  | 3 - Normal
Bungendore Ambulance Station | Bungendore Ambulance Station | Ground | 13 |  |  | Smoke Detector | 1 | 0 | [12 empty] | 1/3/2022 | 2 - Normal | 2 - Medium | 1 - Excellent |  | 3 - Normal
Bungendore Ambulance Station | Bungendore Ambulance Station | Ground | 13 |  |  | Emergency Exit Light (Spitfire) | 1 | 0 | [12 empty] | 1/3/2022 | 2 - Normal | 2 - Medium | 1 - Excellent |  | 3 - Normal
Bungendore Ambulance Station | Bungendore Ambulance Station | Ground | 13 |  |  | A/C Cassette | 1 | 0 |  | Mitsubishi Electric | [10 empty] | 1/3/2022 | 2 - Normal | 2 - Medium | 1 - Excellent |  | 3 - Normal
Bungendore Ambulance Station | Bungendore Ambulance Station | Ground | 13 | Under sink | BGD-0018 | Hot water service | 1 | BGD-0018 |  | Billi |  | Quadra 904060LCH | R 07 66 07695LCH | [7 empty] | 1/3/2022 | 2 - Normal | 2 - Medium | 1 - Excellent |  | 3 - Normal
Bungendore Ambulance Station | Bungendore Ambulance Station | Ground | 14 |  |  | Thermal Heat Detector | 1 | 0 | [12 empty] | 1/3/2022 | 2 - Normal | 2 - Medium | 1 - Excellent |  | 3 - Normal
Bungendore Ambulance Station | Bungendore Ambulance Station | Ground | 14 |  | BGD-0019 | TMV | 1 | BGD-0019 |  | AVG |  | DR TMV | [8 empty] | 1/3/2022 | 2 - Normal | 2 - Medium | 1 - Excellent |  | 3 - Normal
Bungendore Ambulance Station | Bungendore Ambulance Station | Ground | 16 |  |  | Smoke Detector | 1 | 0 | [12 empty] | 1/3/2022 | 2 - Normal | 2 - Medium | 1 - Excellent |  | 3 - Normal
Bungendore Ambulance Station | Bungendore Ambulance Station | Ground | 16 |  |  | A/C Cassette | 1 | 0 |  | Mitsubishi Electric | [10 empty] | 1/3/2022 | 2 - Normal | 2 - Medium | 1 - Excellent |  | 3 - Normal
Bungendore Ambulance Station | Bungendore Ambulance Station | Ground | 16 |  |  | Gas Alarm | 1 | 0 |  | GEWISS | [10 empty] | 1/3/2022 | 2 - Normal | 2 - Medium | 1 - Excellent |  | 3 - Normal
Bungendore Ambulance Station | Bungendore Ambulance Station | Ground | 17 |  |  | Smoke Detector | 1 | 0 | [12 empty] | 1/3/2022 | 2 - Normal | 2 - Medium | 1 - Excellent |  | 3 - Normal
Bungendore Ambulance Station | Bungendore Ambulance Station | Ground | 17 |  | BGD-0020 | Oil Separator Tank | 1 | BGD-0020 |  | Kwikflo | 28/11/2012 | KCPS-1000 | 26772-3 | 1,000 | [6 empty] | 1/3/2022 | 2 - Normal | 2 - Medium | 1 - Excellent |  | 3 - Normal
Bungendore Ambulance Station | Bungendore Ambulance Station | Ground | 17 |  | BGD-0021 | Diaphragm Pump | 1 | BGD-0021 |  | Kwikflo | 28/11/2012 | KDS 25-100 | 26799-6 | [7 empty] | 1/3/2022 | 2 - Normal | 2 - Medium | 1 - Excellent |  | 3 - Normal
Bungendore Ambulance Station | Bungendore Ambulance Station | Ground | 17 |  |  | Oil Seperator Induction Motor | 1 | 0 |  | WEG |  | 14010659 | 1046934926 | [7 empty] | 1/3/2022 | 2 - Normal | 2 - Medium | 1 - Excellent |  | 3 - Normal
Bungendore Ambulance Station | Bungendore Ambulance Station | Ground | 19 |  |  | Thermal Heat Detector | 1 | 0 | [12 empty] | 1/3/2022 | 2 - Normal | 2 - Medium | 1 - Excellent |  | 3 - Normal
Bungendore Ambulance Station | Bungendore Ambulance Station | Ground | 20 | Behind station | BGD-0023 | Fire Extinguisher (C02) | 1 | BGD-0023 | [12 empty] | 1/3/2022 | 2 - Normal | 2 - Medium | 1 - Excellent |  | 3 - Normal
Bungendore Ambulance Station | Bungendore Ambulance Station | Ground | 20 | Enclosed area behind station | BGD-0024 | A/C Air Package Unit | 1 | BGD-0024 |  | Mitsubishi Electric | 1/7/2018 | PURY-P250YNW-A | 87W01783 | [7 empty] | 1/3/2022 | 2 - Normal | 2 - Medium | 1 - Excellent |  | 3 - Normal
Bungendore Ambulance Station | Bungendore Ambulance Station | Ground | 20 | Enclosed area behind station | BGD-0025 | Mechanical Sercives Switchboard | 1 | BGD-0025 |  | Industries Electrotech | 29/3/2019 | [9 empty] | 1/3/2022 | 2 - Normal | 2 - Medium | 1 - Excellent |  | 3 - Normal
Bungendore Ambulance Station | Bungendore Ambulance Station | Ground | 29 | Enclosed area behind station | BGD-0027 | Dual Hot Water Circulator | 1 | BGD-0027 |  | Grundfos |  | CU541 | 42103 | [7 empty] | 1/3/2022 | 2 - Normal | 2 - Medium | 1 - Excellent |  | 3 - Normal
Bungendore Ambulance Station | Bungendore Ambulance Station | Ground | 20 | Enclosed area behind station | BGD-0028 | Hot Water Heater | 1 | BGD-0028 |  | Rheem | 15/5/2019 | 61331507 | 6541948 | 315 | [6 empty] | 1/3/2022 | 2 - Normal | 2 - Medium | 1 - Excellent |  | 3 - Normal
Bungendore Ambulance Station | Bungendore Ambulance Station | Ground | 20 | Enclosed area behind station | BGD-0026 | A/C Unit Split (Outdoor) | 1 | BGD-0026 |  | Mitsubishi Electric |  | MUZ-AP35VG | 9001306 | [7 empty] | 1/3/2022 | 2 - Normal | 2 - Medium | 1 - Excellent |  | 3 - Normal
Bungendore Ambulance Station | Bungendore Ambulance Station | Ground | 20 |  |  | Roof Anchor Points | 16 | 0 | [12 empty] | 1/3/2022 | 2 - Normal | 2 - Medium | 1 - Excellent |  | 3 - Normal
Bungendore Ambulance Station | Bungendore Ambulance Station | Ground | 20 |  |  | Roof Anchor Points | 16 | 0 | [12 empty] | 1/3/2022 | 2 - Normal | 2 - Medium | 1 - Excellent |  | 3 - Normal
Bungendore Ambulance Station | Bungendore Ambulance Station | Ground | 20 |  |  | Roof Anchor Points | 16 | 0 | [12 empty] | 1/3/2022 | 2 - Normal | 2 - Medium | 1 - Excellent |  | 3 - Normal
Bungendore Ambulance Station | Bungendore Ambulance Station | Ground | 20 |  |  | Roof Anchor Points | 16 | 0 | [12 empty] | 1/3/2022 | 2 - Normal | 2 - Medium | 1 - Excellent |  | 3 - Normal
Bungendore Ambulance Station | Bungendore Ambulance Station | Ground | 20 |  |  | Roof Anchor Points | 16 | 0 | [12 empty] | 1/3/2022 | 2 - Normal | 2 - Medium | 1 - Excellent |  | 3 - Normal
Bungendore Ambulance Station | Bungendore Ambulance Station | Ground | 20 |  |  | Roof Anchor Points | 16 | 0 | [12 empty] | 1/3/2022 | 2 - Normal | 2 - Medium | 1 - Excellent |  | 3 - Normal
Bungendore Ambulance Station | Bungendore Ambulance Station | Ground | 20 |  |  | Roof Anchor Points | 16 | 0 | [12 empty] | 1/3/2022 | 2 - Normal | 2 - Medium | 1 - Excellent |  | 3 - Normal
Bungendore Ambulance Station | Bungendore Ambulance Station | Ground | 20 |  |  | Roof Anchor Points | 16 | 0 | [12 empty] | 1/3/2022 | 2 - Normal | 2 - Medium | 1 - Excellent |  | 3 - Normal
Bungendore Ambulance Station | Bungendore Ambulance Station | Ground | 20 |  |  | Roof Anchor Points | 16 | 0 | [12 empty] | 1/3/2022 | 2 - Normal | 2 - Medium | 1 - Excellent |  | 3 - Normal
Bungendore Ambulance Station | Bungendore Ambulance Station | Ground | 20 |  |  | Roof Anchor Points | 16 | 0 | [12 empty] | 1/3/2022 | 2 - Normal | 2 - Medium | 1 - Excellent |  | 3 - Normal
Bungendore Ambulance Station | Bungendore Ambulance Station | Ground | 20 |  |  | Roof Anchor Points | 16 | 0 | [12 empty] | 1/3/2022 | 2 - Normal | 2 - Medium | 1 - Excellent |  | 3 - Normal
Bungendore Ambulance Station | Bungendore Ambulance Station | Ground | 20 |  |  | Roof Anchor Points | 16 | 0 | [12 empty] | 1/3/2022 | 2 - Normal | 2 - Medium | 1 - Excellent |  | 3 - Normal
Bungendore Ambulance Station | Bungendore Ambulance Station | Ground | 20 |  |  | Roof Anchor Points | 16 | 0 | [12 empty] | 1/3/2022 | 2 - Normal | 2 - Medium | 1 - Excellent |  | 3 - Normal
Bungendore Ambulance Station | Bungendore Ambulance Station | Ground | 20 |  |  | Roof Anchor Points | 16 | 0 | [12 empty] | 1/3/2022 | 2 - Normal | 2 - Medium | 1 - Excellent |  | 3 - Normal
Bungendore Ambulance Station | Bungendore Ambulance Station | Ground | 20 |  |  | Roof Anchor Points | 16 | 0 | [12 empty] | 1/3/2022 | 2 - Normal | 2 - Medium | 1 - Excellent |  | 3 - Normal
Bungendore Ambulance Station | Bungendore Ambulance Station | Ground | 20 |  |  | Roof Anchor Points | 16 | 0 | [12 empty] | 1/3/2022 | 2 - Normal | 2 - Medium | 1 - Excellent |  | 3 - Normal
Bungendore Ambulance Station | Bungendore Ambulance Station | Ground | 20 | Front entry driveway | BGD-0029 | Automatic sliding gate | 1 | BGD-0029 |  | FAAC | [10 empty] | 1/3/2022 | 2 - Normal | 2 - Medium | 1 - Excellent |  | 3 - Normal
Bungendore Ambulance Station | Bungendore Ambulance Station | Ground | 20 | Front exit driveway | BGD-0030 | Automatic Gate | 1 | BGD-0030 |  | FAAC | [10 empty] | 1/3/2022 | 2 - Normal | 2 - Medium | 1 - Excellent |  | 3 - Normal
Bungendore Ambulance Station | Bungendore Ambulance Station | Ground | 20 | Front garden |  | RPZ | 1 | 0 |  | Apollo valves | 1/11/2018 | RPAULF4A | 968074 | [7 empty] | 1/3/2022 | 2 - Normal | 2 - Medium | 1 - Excellent |  | 3 - Normal
Bungendore Ambulance Station | Bungendore Ambulance Station | Ground | 3 | Left roller door from internal Plantroom | BGD-0031 | Automatic Roller Door | 1 | BGD-0031 |  | Austral Monsoon |  |  |  |  | 3.4 | 8 |  |  |  |  | 1/3/2022 | 2 - Normal | 2 - Medium | 1 - Excellent |  | 3 - Normal
Bungendore Ambulance Station | Bungendore Ambulance Station | Ground | 3 | Right roller door from internal Plantroom | BGD-0032 | Automatic Roller Door | 1 | BGD-0032 |  | Austral Monsoon |  |  |  |  | 3.4 | 4.5 |  |  |  |  | 1/3/2022 | 2 - Normal | 2 - Medium | 1 - Excellent |  | 3 - Normal
Bungendore Ambulance Station | Bungendore Ambulance Station | Ground | 18 |  |  | Smoke Detector | 1 | 0 | [12 empty] | 1/3/2022 | 2 - Normal | 2 - Medium | 1 - Excellent |  | 3 - Normal
Bungendore Ambulance Station | Bungendore Ambulance Station | Ground | 18 |  | BGD-0033 | Main Switchboard | 1 | BGD-0033 |  | Wodonga Switchboard Manufacturers | 24/6/2019 |  | WSM14465 | [7 empty] | 1/3/2022 | 2 - Normal | 2 - Medium | 1 - Excellent |  | 3 - Normal
Bungendore Ambulance Station | Bungendore Ambulance Station | Ground | 18 |  |  | RCBO | 21 | 0 |  | NHP |  | DSRCBS2030CAN Din-safe C20 | [5 empty] | BGD-0033 |  |  | 1/3/2022 | 2 - Normal | 2 - Medium | 1 - Excellent |  | 3 - Normal
Bungendore Ambulance Station | Bungendore Ambulance Station | Ground | 18 |  |  | RCBO | 21 | 0 |  | NHP |  | DSRCBS2030CAN Din-safe C20 | [5 empty] | BGD-0033 |  |  | 1/3/2022 | 2 - Normal | 2 - Medium | 1 - Excellent |  | 3 - Normal
Bungendore Ambulance Station | Bungendore Ambulance Station | Ground | 18 |  |  | RCBO | 21 | 0 |  | NHP |  | DSRCBS2030CAN Din-safe C20 | [5 empty] | BGD-0033 |  |  | 1/3/2022 | 2 - Normal | 2 - Medium | 1 - Excellent |  | 3 - Normal
Bungendore Ambulance Station | Bungendore Ambulance Station | Ground | 18 |  |  | RCBO | 21 | 0 |  | NHP |  | DSRCBS2030CAN Din-safe C20 | [5 empty] | BGD-0033 |  |  | 1/3/2022 | 2 - Normal | 2 - Medium | 1 - Excellent |  | 3 - Normal
Bungendore Ambulance Station | Bungendore Ambulance Station | Ground | 18 |  |  | RCBO | 21 | 0 |  | NHP |  | DSRCBS2030CAN Din-safe C20 | [5 empty] | BGD-0033 |  |  | 1/3/2022 | 2 - Normal | 2 - Medium | 1 - Excellent |  | 3 - Normal
Bungendore Ambulance Station | Bungendore Ambulance Station | Ground | 18 |  |  | RCBO | 21 | 0 |  | NHP |  | DSRCBS2030CAN Din-safe C20 | [5 empty] | BGD-0033 |  |  | 1/3/2022 | 2 - Normal | 2 - Medium | 1 - Excellent |  | 3 - Normal
Bungendore Ambulance Station | Bungendore Ambulance Station | Ground | 18 |  |  | RCBO | 21 | 0 |  | NHP |  | DSRCBS2030CAN Din-safe C20 | [5 empty] | BGD-0033 |  |  | 1/3/2022 | 2 - Normal | 2 - Medium | 1 - Excellent |  | 3 - Normal
Bungendore Ambulance Station | Bungendore Ambulance Station | Ground | 18 |  |  | RCBO | 21 | 0 |  | NHP |  | DSRCBS2030CAN Din-safe C20 | [5 empty] | BGD-0033 |  |  | 1/3/2022 | 2 - Normal | 2 - Medium | 1 - Excellent |  | 3 - Normal
Bungendore Ambulance Station | Bungendore Ambulance Station | Ground | 18 |  |  | RCBO | 21 | 0 |  | NHP |  | DSRCBS2030CAN Din-safe C20 | [5 empty] | BGD-0033 |  |  | 1/3/2022 | 2 - Normal | 2 - Medium | 1 - Excellent |  | 3 - Normal
Bungendore Ambulance Station | Bungendore Ambulance Station | Ground | 18 |  |  | RCBO | 21 | 0 |  | NHP |  | DSRCBS2030CAN Din-safe C20 | [5 empty] | BGD-0033 |  |  | 1/3/2022 | 2 - Normal | 2 - Medium | 1 - Excellent |  | 3 - Normal
Bungendore Ambulance Station | Bungendore Ambulance Station | Ground | 18 |  |  | RCBO | 21 | 0 |  | NHP |  | DSRCBS2030CAN Din-safe C20 | [5 empty] | BGD-0033 |  |  | 1/3/2022 | 2 - Normal | 2 - Medium | 1 - Excellent |  | 3 - Normal
Bungendore Ambulance Station | Bungendore Ambulance Station | Ground | 18 |  |  | RCBO | 21 | 0 |  | NHP |  | DSRCBS2030CAN Din-safe C20 | [5 empty] | BGD-0033 |  |  | 1/3/2022 | 2 - Normal | 2 - Medium | 1 - Excellent |  | 3 - Normal
Bungendore Ambulance Station | Bungendore Ambulance Station | Ground | 18 |  |  | RCBO | 21 | 0 |  | NHP |  | DSRCBS2030CAN Din-safe C20 | [5 empty] | BGD-0033 |  |  | 1/3/2022 | 2 - Normal | 2 - Medium | 1 - Excellent |  | 3 - Normal
Bungendore Ambulance Station | Bungendore Ambulance Station | Ground | 18 |  |  | RCBO | 21 | 0 |  | NHP |  | DSRCBS2030CAN Din-safe C20 | [5 empty] | BGD-0033 |  |  | 1/3/2022 | 2 - Normal | 2 - Medium | 1 - Excellent |  | 3 - Normal
Bungendore Ambulance Station | Bungendore Ambulance Station | Ground | 18 |  |  | RCBO | 21 | 0 |  | NHP |  | DSRCBS2030CAN Din-safe C20 | [5 empty] | BGD-0033 |  |  | 1/3/2022 | 2 - Normal | 2 - Medium | 1 - Excellent |  | 3 - Normal
Bungendore Ambulance Station | Bungendore Ambulance Station | Ground | 18 |  |  | RCBO | 21 | 0 |  | NHP |  | DSRCBS2030CAN Din-safe C20 | [5 empty] | BGD-0033 |  |  | 1/3/2022 | 2 - Normal | 2 - Medium | 1 - Excellent |  | 3 - Normal
Bungendore Ambulance Station | Bungendore Ambulance Station | Ground | 18 |  |  | RCBO | 21 | 0 |  | NHP |  | DSRCBS2030CAN Din-safe C20 | [5 empty] | BGD-0033 |  |  | 1/3/2022 | 2 - Normal | 2 - Medium | 1 - Excellent |  | 3 - Normal
Bungendore Ambulance Station | Bungendore Ambulance Station | Ground | 18 |  |  | RCBO | 21 | 0 |  | NHP |  | DSRCBS2030CAN Din-safe C20 | [5 empty] | BGD-0033 |  |  | 1/3/2022 | 2 - Normal | 2 - Medium | 1 - Excellent |  | 3 - Normal
Bungendore Ambulance Station | Bungendore Ambulance Station | Ground | 18 |  |  | RCBO | 21 | 0 |  | NHP |  | DSRCBS2030CAN Din-safe C20 | [5 empty] | BGD-0033 |  |  | 1/3/2022 | 2 - Normal | 2 - Medium | 1 - Excellent |  | 3 - Normal
Bungendore Ambulance Station | Bungendore Ambulance Station | Ground | 18 |  |  | RCBO | 21 | 0 |  | NHP |  | DSRCBS2030CAN Din-safe C20 | [5 empty] | BGD-0033 |  |  | 1/3/2022 | 2 - Normal | 2 - Medium | 1 - Excellent |  | 3 - Normal
Bungendore Ambulance Station | Bungendore Ambulance Station | Ground | 18 |  |  | RCBO | 21 | 0 |  | NHP |  | DSRCBS2030CAN Din-safe C20 | [5 empty] | BGD-0033 |  |  | 1/3/2022 | 2 - Normal | 2 - Medium | 1 - Excellent |  | 3 - Normal
Bungendore Ambulance Station | Bungendore Ambulance Station | Ground | 18 |  |  | RCBO | 1 | 0 |  | NHP |  | DSRCBS3230CAN Din-safe C32 | [5 empty] | BGD-0033 |  |  | 1/3/2022 | 2 - Normal | 2 - Medium | 1 - Excellent |  | 3 - Normal
Bungendore Ambulance Station | Bungendore Ambulance Station | Ground | 18 |  | BGD-0034 | Solar Inverter | 1 | BGD-0034 |  | Solar Edge |  | SE15K-AU0T0BNU4 | SJ4719-07E17D523-8D | [7 empty] | 1/3/2022 | 2 - Normal | 2 - Medium | 1 - Excellent |  | 3 - Normal
Bungendore Ambulance Station | Bungendore Ambulance Station | Ground | 15 |  |  | Smoke Detector | 1 | 0 | [12 empty] | 1/3/2022 | 2 - Normal | 2 - Medium | 1 - Excellent |  | 3 - Normal
Bungendore Ambulance Station | Bungendore Ambulance Station | Ground | 15 |  | BGD-0035 | A/C Unit Split (Indoor) | 1 | BGD-0035 |  | Mitsubishi Electric |  | MSZ-AP35VGD | 9000718T | [7 empty] | 1/3/2022 | 2 - Normal | 2 - Medium | 1 - Excellent |  | 3 - Normal
Bungendore Ambulance Station | Bungendore Ambulance Station | Ground | 15 |  | BGD-0036 | UPS | 1 | BGD-0036 |  | Eaton |  | 95x 6000 | PC16K13069 | [7 empty] | 1/3/2022 | 2 - Normal | 2 - Medium | 1 - Excellent |  | 3 - Normal
Queanbeyan Ambulance Station | Queanbeyan Ambulance Station | Ground | 1 |  |  | Emergency Exit Light (Green) | 1 | 0 |  | Lawell | [10 empty] | 2/3/2022 | 2 - Normal | 2 - Medium | 1 - Excellent |  | 3 - Normal
Queanbeyan Ambulance Station | Queanbeyan Ambulance Station | Ground | 2 |  | QUE-0001 | Fire Hose Reel | 1 | QUE-0001 |  | Wormald |  | 36m | [8 empty] | 2/3/2022 | 2 - Normal | 2 - Medium | 1 - Excellent |  | 3 - Normal
Queanbeyan Ambulance Station | Queanbeyan Ambulance Station | Ground | 2 |  | QUE-0002 | Fire Extinguisher (C02) | 1 | QUE-0002 | [12 empty] | 2/3/2022 | 2 - Normal | 2 - Medium | 1 - Excellent |  | 3 - Normal
Queanbeyan Ambulance Station | Queanbeyan Ambulance Station | Ground | 3 |  |  | Emergency Exit Light (Spitfire) | 1 | 0 | [12 empty] | 2/3/2022 | 2 - Normal | 2 - Medium | 1 - Excellent |  | 3 - Normal
Queanbeyan Ambulance Station | Queanbeyan Ambulance Station | Ground | 3 |  |  | Smoke Detector | 1 | 0 | [12 empty] | 2/3/2022 | 2 - Normal | 2 - Medium | 1 - Excellent |  | 3 - Normal
Queanbeyan Ambulance Station | Queanbeyan Ambulance Station | Ground | 3 |  | QUE-0003 | A/C Unit Split (Indoor) | 1 | QUE-0003 |  | Daikin |  | FTXF35TVMA | E000744 | [7 empty] | 2/3/2022 | 2 - Normal | 2 - Medium | 1 - Excellent |  | 3 - Normal
Queanbeyan Ambulance Station | Queanbeyan Ambulance Station | Ground | 3 |  | QUE-0004 | Safe | 1 | QUE-0004 |  | Thomas Perry & Son Limited |  | Bilston | [8 empty] | 2/3/2022 | 2 - Normal | 2 - Medium | 1 - Excellent |  | 3 - Normal
Queanbeyan Ambulance Station | Queanbeyan Ambulance Station | Ground | 4 | Above door to circulation room |  | Emergency Exit Light (Green) | 1 | 0 |  | Legrand | [10 empty] | 2/3/2022 | 2 - Normal | 2 - Medium | 1 - Excellent |  | 3 - Normal
Queanbeyan Ambulance Station | Queanbeyan Ambulance Station | Ground | 4 |  |  | Emergency Exit Light (Spitfire) | 1 | 0 | [12 empty] | 2/3/2022 | 2 - Normal | 2 - Medium | 1 - Excellent |  | 3 - Normal
Queanbeyan Ambulance Station | Queanbeyan Ambulance Station | Ground | 4 |  |  | Smoke Detector | 1 | 0 | [12 empty] | 2/3/2022 | 2 - Normal | 2 - Medium | 1 - Excellent |  | 3 - Normal
Queanbeyan Ambulance Station | Queanbeyan Ambulance Station | Ground | 4 | Above door to entry |  | Emergency Exit Light (Green) | 1 | 0 |  | Ezyfit |  | EFSP10 | [8 empty] | 2/3/2022 | 2 - Normal | 2 - Medium | 1 - Excellent |  | 3 - Normal
Queanbeyan Ambulance Station | Queanbeyan Ambulance Station | Ground | 4 | Above share office |  | Emergency Exit Light (Spitfire) | 1 | 0 | [12 empty] | 2/3/2022 | 2 - Normal | 2 - Medium | 1 - Excellent |  | 3 - Normal
Queanbeyan Ambulance Station | Queanbeyan Ambulance Station | Ground | 4 | Above share Office |  | Smoke Detector | 1 | 0 | [12 empty] | 2/3/2022 | 2 - Normal | 2 - Medium | 1 - Excellent |  | 3 - Normal
Queanbeyan Ambulance Station | Queanbeyan Ambulance Station | Ground | 4 |  | QUE-0005 | A/C Unit Split (Indoor) | 1 | QUE-0005 |  | Daikin |  | FTXV35UVMA | E023117 | [7 empty] | 2/3/2022 | 2 - Normal | 2 - Medium | 1 - Excellent |  | 3 - Normal
Queanbeyan Ambulance Station | Queanbeyan Ambulance Station | Ground | 5 |  |  | Thermal Heat Detector | 1 | 0 | [12 empty] | 2/3/2022 | 2 - Normal | 2 - Medium | 1 - Excellent |  | 3 - Normal
Queanbeyan Ambulance Station | Queanbeyan Ambulance Station | Ground | 5 |  |  | Emergency Exit Light (Spitfire) | 1 | 0 | [12 empty] | 2/3/2022 | 2 - Normal | 2 - Medium | 1 - Excellent |  | 3 - Normal
Queanbeyan Ambulance Station | Queanbeyan Ambulance Station | Ground | 5 |  | QUE-0006 | Electric Heater | 1 | QUE-0006 |  | Pureheat |  | Highmount | 7138 | [7 empty] | 2/3/2022 | 2 - Normal | 2 - Medium | 1 - Excellent |  | 3 - Normal
Queanbeyan Ambulance Station | Queanbeyan Ambulance Station | Ground | 6 |  |  | Thermal Heat Detector | 1 | 0 | [12 empty] | 2/3/2022 | 2 - Normal | 2 - Medium | 1 - Excellent |  | 3 - Normal
Queanbeyan Ambulance Station | Queanbeyan Ambulance Station | Ground | 6 |  |  | Emergency Exit Light (Spitfire) | 1 | 0 | [12 empty] | 2/3/2022 | 2 - Normal | 2 - Medium | 1 - Excellent |  | 3 - Normal
Queanbeyan Ambulance Station | Queanbeyan Ambulance Station | Ground | 6 |  | QUE-0007 | Electric Heater | 1 | QUE-0007 |  | Pureheat |  | Highmount | 7144 | [7 empty] | 2/3/2022 | 2 - Normal | 2 - Medium | 1 - Excellent |  | 3 - Normal
Queanbeyan Ambulance Station | Queanbeyan Ambulance Station | Ground | 7 |  | QUE-0008 | TMV | 1 | QUE-0008 | [12 empty] | 2/3/2022 | 2 - Normal | 2 - Medium | 1 - Excellent |  | 3 - Normal
Queanbeyan Ambulance Station | Queanbeyan Ambulance Station | Ground | 7 |  |  | Emergency Exit Light (Spitfire) | 1 | 0 | [12 empty] | 2/3/2022 | 2 - Normal | 2 - Medium | 1 - Excellent |  | 3 - Normal
Queanbeyan Ambulance Station | Queanbeyan Ambulance Station | Ground | 7 |  |  | Thermal Heat Detector | 1 | 0 | [12 empty] | 2/3/2022 | 2 - Normal | 2 - Medium | 1 - Excellent |  | 3 - Normal
Queanbeyan Ambulance Station | Queanbeyan Ambulance Station | Ground | 8 |  |  | Thermal Heat Detector | 1 | 0 | [12 empty] | 2/3/2022 | 2 - Normal | 2 - Medium | 1 - Excellent |  | 3 - Normal
Queanbeyan Ambulance Station | Queanbeyan Ambulance Station | Ground | 8 |  |  | Emergency Exit Light (Spitfire) | 1 | 0 | [12 empty] | 2/3/2022 | 2 - Normal | 2 - Medium | 1 - Excellent |  | 3 - Normal
Queanbeyan Ambulance Station | Queanbeyan Ambulance Station | Ground | 8 |  | QUE-0009 | Electric Heater | 1 | QUE-0009 |  | Pureheat |  | Highmount | 7121 | [7 empty] | 2/3/2022 | 2 - Normal | 2 - Medium | 1 - Excellent |  | 3 - Normal
Queanbeyan Ambulance Station | Queanbeyan Ambulance Station | Ground | 9 |  |  | Emergency Exit Light (Spitfire) | 1 | 0 | [12 empty] | 2/3/2022 | 2 - Normal | 2 - Medium | 1 - Excellent |  | 3 - Normal
Queanbeyan Ambulance Station | Queanbeyan Ambulance Station | Ground | 9 |  |  | Thermal Heat Detector | 1 | 0 | [12 empty] | 2/3/2022 | 2 - Normal | 2 - Medium | 1 - Excellent |  | 3 - Normal
Queanbeyan Ambulance Station | Queanbeyan Ambulance Station | Ground | 9 |  | QUE-0010 | Electric Heater | 1 | QUE-0010 |  | Pureheat |  | Highmount | 7111 | [7 empty] | 2/3/2022 | 2 - Normal | 2 - Medium | 1 - Excellent |  | 3 - Normal
Queanbeyan Ambulance Station | Queanbeyan Ambulance Station | Ground | 10 |  |  | Emergency Exit Light (Green) | 1 | 0 |  | Legrand | [10 empty] | 2/3/2022 | 2 - Normal | 2 - Medium | 1 - Excellent |  | 3 - Normal
Queanbeyan Ambulance Station | Queanbeyan Ambulance Station | Ground | 11 |  |  | Wallmount Battery Charger | 1 | 0 |  | Durst |  | BCSW - 1245 B | 125994 | [7 empty] | 2/3/2022 | 2 - Normal | 2 - Medium | 1 - Excellent |  | 3 - Normal
Queanbeyan Ambulance Station | Queanbeyan Ambulance Station | Ground | 11 |  |  | Vehicle Battery Charger | 1 | 0 |  | Durst |  | BCSW-1245 | A90413441 | [7 empty] | 2/3/2022 | 2 - Normal | 2 - Medium | 1 - Excellent |  | 3 - Normal
Queanbeyan Ambulance Station | Queanbeyan Ambulance Station | Ground | 11 | Wall mounted outside store room | QUE-0011 | EKA controller box | 1 | QUE-0011 | [12 empty] | 2/3/2022 | 2 - Normal | 2 - Medium | 1 - Excellent |  | 3 - Normal
Queanbeyan Ambulance Station | Queanbeyan Ambulance Station | Ground | 11 |  |  | Wallmount Battery Charger | 1 | 0 |  | Durst |  | BCSW - 1245 B | 126054 | [7 empty] | 2/3/2022 | 2 - Normal | 2 - Medium | 1 - Excellent |  | 3 - Normal
Queanbeyan Ambulance Station | Queanbeyan Ambulance Station | Ground | 11 |  |  | Vehicle Battery Charger | 1 | 0 |  | Durst |  | BCSW-1245 | A90821042 | [7 empty] | 2/3/2022 | 2 - Normal | 2 - Medium | 1 - Excellent |  | 3 - Normal
Queanbeyan Ambulance Station | Queanbeyan Ambulance Station | Ground | 11 |  | QUE-0012 | Fire Extinguisher (Dry Chemical) | 1 | QUE-0012 | [12 empty] | 2/3/2022 | 2 - Normal | 2 - Medium | 1 - Excellent |  | 3 - Normal
Queanbeyan Ambulance Station | Queanbeyan Ambulance Station | Ground | 11 |  | QUE-0013 | Oil Separator Tank | 1 | QUE-0013 |  | Q-Max |  | Q60-15 |  | 1,000 | [6 empty] | 2/3/2022 | 2 - Normal | 2 - Medium | 1 - Excellent |  | 3 - Normal
Queanbeyan Ambulance Station | Queanbeyan Ambulance Station | Ground | 11 | Under cleaner cupboard | QUE-0014 | Diaphragm Pump | 1 | QUE-0014 |  | Asm Pumps |  | DS 25 | 11039 | [7 empty] | 2/3/2022 | 2 - Normal | 2 - Medium | 1 - Excellent |  | 3 - Normal
Queanbeyan Ambulance Station | Queanbeyan Ambulance Station | Ground | 11 | Under cleaners cupboard | QUE-0015 | Oil Seperator Induction Motor | 1 | QUE-0015 |  | Teco elec & Mach co | 1/1/2003 | BEGY-BSAC | H357230005 | [7 empty] | 2/3/2022 | 2 - Normal | 2 - Medium | 1 - Excellent |  | 3 - Normal
Queanbeyan Ambulance Station | Queanbeyan Ambulance Station | Ground | 11 |  | QUE-0016 | Stainless Steel Commercial Sink | 1 | QUE-0016 | [12 empty] | 2/3/2022 | 2 - Normal | 2 - Medium | 1 - Excellent |  | 3 - Normal
Queanbeyan Ambulance Station | Queanbeyan Ambulance Station | Ground | 11 | Next to exit door near sink |  | RPZ | 1 | 0 | [12 empty] | 2/3/2022 | 2 - Normal | 2 - Medium | 1 - Excellent |  | 3 - Normal
Queanbeyan Ambulance Station | Queanbeyan Ambulance Station | Ground | 11 | Next to exit door near sink |  | Emergency Exit Light (Green) | 1 | 0 |  | Legrand | [10 empty] | 2/3/2022 | 2 - Normal | 2 - Medium | 1 - Excellent |  | 3 - Normal
Queanbeyan Ambulance Station | Queanbeyan Ambulance Station | Ground | 11 |  |  | Pressure Cleaner | 1 | 0 |  | Michelin |  | MPX 130 BC | 13850-33180070 | [7 empty] | 2/3/2022 | 2 - Normal | 2 - Medium | 1 - Excellent |  | 3 - Normal
Queanbeyan Ambulance Station | Queanbeyan Ambulance Station | Ground | 11 |  |  | Wallmount Battery Charger | 1 | 0 |  | Durst |  | BCSW - 1225 B | 124816 | [7 empty] | 2/3/2022 | 2 - Normal | 2 - Medium | 1 - Excellent |  | 3 - Normal
Queanbeyan Ambulance Station | Queanbeyan Ambulance Station | Ground | 11 |  |  | Vehicle Battery Charger | 1 | 0 |  | Durst |  | BCS-1225C | A91017045 | [7 empty] | 2/3/2022 | 2 - Normal | 2 - Medium | 1 - Excellent |  | 3 - Normal
Queanbeyan Ambulance Station | Queanbeyan Ambulance Station | Ground | 11 |  |  | Wallmount Battery Charger | 1 | 0 |  | Durst |  | BCSW - 1225 BS | [8 empty] | 2/3/2022 | 2 - Normal | 2 - Medium | 1 - Excellent |  | 3 - Normal
Queanbeyan Ambulance Station | Queanbeyan Ambulance Station | Ground | 11 |  |  | Vehicle Battery Charger | 1 | 0 |  | Durst |  | BCS-1225C | A90610633 | [7 empty] | 2/3/2022 | 2 - Normal | 2 - Medium | 1 - Excellent |  | 3 - Normal
Queanbeyan Ambulance Station | Queanbeyan Ambulance Station | Ground | 11 |  | QUE-0017 | Fire Extinguisher (C02) | 1 | QUE-0017 | [12 empty] | 2/3/2022 | 2 - Normal | 2 - Medium | 1 - Excellent |  | 3 - Normal
Queanbeyan Ambulance Station | Queanbeyan Ambulance Station | Ground | 11 |  | QUE-0018 | Fire Hose Reel | 1 | QUE-0018 |  | Wormald |  | 36m | [8 empty] | 2/3/2022 | 2 - Normal | 2 - Medium | 1 - Excellent |  | 3 - Normal
Queanbeyan Ambulance Station | Queanbeyan Ambulance Station | Ground | 11 | Above stairs to exit door |  | Emergency Exit Light (Green) | 1 | 0 |  | Legrand | [10 empty] | 2/3/2022 | 2 - Normal | 2 - Medium | 1 - Excellent |  | 3 - Normal
Queanbeyan Ambulance Station | Queanbeyan Ambulance Station | Ground | 11 |  |  | Wallmount Battery Charger | 1 | 0 |  | Durst |  | BCSW - 1225 BS | [8 empty] | 2/3/2022 | 2 - Normal | 2 - Medium | 1 - Excellent |  | 3 - Normal
Queanbeyan Ambulance Station | Queanbeyan Ambulance Station | Ground | 11 |  |  | Vehicle Battery Charger | 1 | 0 |  | Durst |  | BCS-1225C | A91110105 | [7 empty] | 2/3/2022 | 2 - Normal | 2 - Medium | 1 - Excellent |  | 3 - Normal
Queanbeyan Ambulance Station | Queanbeyan Ambulance Station | Ground | 11 | Entry roller door. Next to waste separator |  | Automatic Roller Door Motor | 1 | 0 |  | Grifco |  | 14522 | 2868 | [7 empty] | 2/3/2022 | 2 - Normal | 2 - Medium | 1 - Excellent |  | 3 - Normal
Queanbeyan Ambulance Station | Queanbeyan Ambulance Station | Ground | 11 | Exit roller door near bins |  | Automatic Roller Door Motor | 1 | 0 |  | Grifco |  | 14522 | 5732 | [7 empty] | 2/3/2022 | 2 - Normal | 2 - Medium | 1 - Excellent |  | 3 - Normal
Queanbeyan Ambulance Station | Queanbeyan Ambulance Station | Ground | 11 | Entry roller door from laneway | QUE-0019 | Automatic Roller Door | 1 | QUE-0019 |  | ANSA |  |  |  |  | 3.2 | 6 |  |  |  |  | 2/3/2022 | 2 - Normal | 2 - Medium | 1 - Excellent |  | 3 - Normal
Queanbeyan Ambulance Station | Queanbeyan Ambulance Station | Ground | 11 | Exit roller door. Driveway | QUE-0020 | Automatic Roller Door | 1 | QUE-0020 |  | ABLE |  |  |  |  | 3.1 | 6 |  |  |  |  | 2/3/2022 | 2 - Normal | 2 - Medium | 1 - Excellent |  | 3 - Normal
Queanbeyan Ambulance Station | Queanbeyan Ambulance Station | Ground | 11 | Next to exit roller door driveway |  | UPS | 1 | 0 |  | Upsonic Power | [10 empty] | 2/3/2022 | 2 - Normal | 2 - Medium | 1 - Excellent |  | 3 - Normal
Queanbeyan Ambulance Station | Queanbeyan Ambulance Station | Ground | 11 | Next to Entry roller door laneways |  | UPS | 1 | 0 |  | Upsonic Power | [10 empty] | 2/3/2022 | 2 - Normal | 2 - Medium | 1 - Excellent |  | 3 - Normal
Queanbeyan Ambulance Station | Queanbeyan Ambulance Station | Ground | 12 |  |  | Smoke Detector | 1 | 0 | [12 empty] | 2/3/2022 | 2 - Normal | 2 - Medium | 1 - Excellent |  | 3 - Normal
Queanbeyan Ambulance Station | Queanbeyan Ambulance Station | Ground | 12 |  |  | Emergency Exit Light (Spitfire) | 1 | 0 | [12 empty] | 2/3/2022 | 2 - Normal | 2 - Medium | 1 - Excellent |  | 3 - Normal
Queanbeyan Ambulance Station | Queanbeyan Ambulance Station | Ground | 12 |  | QUE-0021 | Safe | 1 | QUE-0021 |  | Guardall | [10 empty] | 2/3/2022 | 2 - Normal | 2 - Medium | 1 - Excellent |  | 3 - Normal
Queanbeyan Ambulance Station | Queanbeyan Ambulance Station | Ground | 12 |  | QUE-0022 | Electric Heater | 1 | QUE-0022 |  | Pureheat |  | Alpha | 12331 | [7 empty] | 2/3/2022 | 2 - Normal | 2 - Medium | 1 - Excellent |  | 3 - Normal
Queanbeyan Ambulance Station | Queanbeyan Ambulance Station | Ground | 14 |  |  | Thermal Heat Detector | 1 | 0 | [12 empty] | 2/3/2022 | 2 - Normal | 2 - Medium | 1 - Excellent |  | 3 - Normal
Queanbeyan Ambulance Station | Queanbeyan Ambulance Station | Ground | 14 |  |  | Emergency Exit Light (Spitfire) | 1 | 0 | [12 empty] | 2/3/2022 | 2 - Normal | 2 - Medium | 1 - Excellent |  | 3 - Normal
Queanbeyan Ambulance Station | Queanbeyan Ambulance Station | Ground | 14 |  | QUE-0023 | A/C Unit Split (Indoor) | 1 | QUE-0023 |  | Daikin |  | FTXE35BVMA | 3907105 | [7 empty] | 2/3/2022 | 2 - Normal | 2 - Medium | 1 - Excellent |  | 3 - Normal
Queanbeyan Ambulance Station | Queanbeyan Ambulance Station | Ground | 14 |  | QUE-0024 | A/C Unit Split (Indoor) | 1 | QUE-0024 |  | Daikin |  | FTXE35BVMA | 3901859 | [7 empty] | 2/3/2022 | 2 - Normal | 2 - Medium | 1 - Excellent |  | 3 - Normal
Queanbeyan Ambulance Station | Queanbeyan Ambulance Station | Ground | 16 |  |  | Emergency Exit Light (Green) | 1 | 0 |  | Ezyfit | [10 empty] | 2/3/2022 | 2 - Normal | 2 - Medium | 1 - Excellent |  | 3 - Normal
Queanbeyan Ambulance Station | Queanbeyan Ambulance Station | Ground | 16 |  | QUE-0025 | Fie Extinguisher (Powder) | 1 | QUE-0025 | [12 empty] | 2/3/2022 | 2 - Normal | 2 - Medium | 1 - Excellent |  | 3 - Normal
Queanbeyan Ambulance Station | Queanbeyan Ambulance Station | Ground | 16 |  | QUE-0026 | Fire Blanket | 1 | QUE-0026 | [12 empty] | 2/3/2022 | 2 - Normal | 2 - Medium | 1 - Excellent |  | 3 - Normal
Queanbeyan Ambulance Station | Queanbeyan Ambulance Station | Ground | 16 | Under sink | QUE-0028 | ZIP Hot Water Service | 1 | QUE-0028 |  | Zip |  | HydroTap G4BC100/75 | 2.02011E+12 | [7 empty] | 2/3/2022 | 2 - Normal | 2 - Medium | 1 - Excellent |  | 3 - Normal
Queanbeyan Ambulance Station | Queanbeyan Ambulance Station | Ground | 16 |  |  | Emergency Exit Light (Spitfire) | 1 | 0 | [12 empty] | 2/3/2022 | 2 - Normal | 2 - Medium | 1 - Excellent |  | 3 - Normal
Queanbeyan Ambulance Station | Queanbeyan Ambulance Station | Ground | 16 |  |  | Smoke Detector | 1 | 0 | [12 empty] | 2/3/2022 | 2 - Normal | 2 - Medium | 1 - Excellent |  | 3 - Normal
Queanbeyan Ambulance Station | Queanbeyan Ambulance Station | Ground | 16 |  |  | Smoke Detector | 1 | 0 | [12 empty] | 2/3/2022 | 2 - Normal | 2 - Medium | 1 - Excellent |  | 3 - Normal
Queanbeyan Ambulance Station | Queanbeyan Ambulance Station | Ground | 16 |  | QUE-0029 | A/C Unit Split (Indoor) | 1 | QUE-0029 |  | Fujitsu | [10 empty] | 2/3/2022 | 2 - Normal | 2 - Medium | 1 - Excellent |  | 3 - Normal
Queanbeyan Ambulance Station | Queanbeyan Ambulance Station | Ground | 17 |  | QUE-0030 | Main Switchboard | 1 | QUE-0030 |  | Commercial and Mechanical Switchboards | 1/3/2004 | [9 empty] | 2/3/2022 | 2 - Normal | 2 - Medium | 1 - Excellent |  | 3 - Normal
Queanbeyan Ambulance Station | Queanbeyan Ambulance Station | Ground | 17 | Main switchboard |  | RCD | 14 | 0 |  | NHP |  | Din-Safe 607277 C20 | [5 empty] | QUE-0030 |  |  | 2/3/2022 | 2 - Normal | 2 - Medium | 1 - Excellent |  | 3 - Normal
Queanbeyan Ambulance Station | Queanbeyan Ambulance Station | Ground | 17 | Main switchboard |  | RCD | 14 | 0 |  | NHP |  | Din-Safe 607277 C20 | [5 empty] | QUE-0030 |  |  | 2/3/2022 | 2 - Normal | 2 - Medium | 1 - Excellent |  | 3 - Normal
Queanbeyan Ambulance Station | Queanbeyan Ambulance Station | Ground | 17 | Main switchboard |  | RCD | 14 | 0 |  | NHP |  | Din-Safe 607277 C20 | [5 empty] | QUE-0030 |  |  | 2/3/2022 | 2 - Normal | 2 - Medium | 1 - Excellent |  | 3 - Normal
Queanbeyan Ambulance Station | Queanbeyan Ambulance Station | Ground | 17 | Main switchboard |  | RCD | 14 | 0 |  | NHP |  | Din-Safe 607277 C20 | [5 empty] | QUE-0030 |  |  | 2/3/2022 | 2 - Normal | 2 - Medium | 1 - Excellent |  | 3 - Normal
Queanbeyan Ambulance Station | Queanbeyan Ambulance Station | Ground | 17 | Main switchboard |  | RCD | 14 | 0 |  | NHP |  | Din-Safe 607277 C20 | [5 empty] | QUE-0030 |  |  | 2/3/2022 | 2 - Normal | 2 - Medium | 1 - Excellent |  | 3 - Normal
Queanbeyan Ambulance Station | Queanbeyan Ambulance Station | Ground | 17 | Main switchboard |  | RCD | 14 | 0 |  | NHP |  | Din-Safe 607277 C20 | [5 empty] | QUE-0030 |  |  | 2/3/2022 | 2 - Normal | 2 - Medium | 1 - Excellent |  | 3 - Normal
Queanbeyan Ambulance Station | Queanbeyan Ambulance Station | Ground | 17 | Main switchboard |  | RCD | 14 | 0 |  | NHP |  | Din-Safe 607277 C20 | [5 empty] | QUE-0030 |  |  | 2/3/2022 | 2 - Normal | 2 - Medium | 1 - Excellent |  | 3 - Normal
Queanbeyan Ambulance Station | Queanbeyan Ambulance Station | Ground | 17 | Main switchboard |  | RCD | 14 | 0 |  | NHP |  | Din-Safe 607277 C20 | [5 empty] | QUE-0030 |  |  | 2/3/2022 | 2 - Normal | 2 - Medium | 1 - Excellent |  | 3 - Normal
Queanbeyan Ambulance Station | Queanbeyan Ambulance Station | Ground | 17 | Main switchboard |  | RCD | 14 | 0 |  | NHP |  | Din-Safe 607277 C20 | [5 empty] | QUE-0030 |  |  | 2/3/2022 | 2 - Normal | 2 - Medium | 1 - Excellent |  | 3 - Normal
Queanbeyan Ambulance Station | Queanbeyan Ambulance Station | Ground | 17 | Main switchboard |  | RCD | 14 | 0 |  | NHP |  | Din-Safe 607277 C20 | [5 empty] | QUE-0030 |  |  | 2/3/2022 | 2 - Normal | 2 - Medium | 1 - Excellent |  | 3 - Normal
Queanbeyan Ambulance Station | Queanbeyan Ambulance Station | Ground | 17 | Main switchboard |  | RCD | 14 | 0 |  | NHP |  | Din-Safe 607277 C20 | [5 empty] | QUE-0030 |  |  | 2/3/2022 | 2 - Normal | 2 - Medium | 1 - Excellent |  | 3 - Normal
Queanbeyan Ambulance Station | Queanbeyan Ambulance Station | Ground | 17 | Main switchboard |  | RCD | 14 | 0 |  | NHP |  | Din-Safe 607277 C20 | [5 empty] | QUE-0030 |  |  | 2/3/2022 | 2 - Normal | 2 - Medium | 1 - Excellent |  | 3 - Normal
Queanbeyan Ambulance Station | Queanbeyan Ambulance Station | Ground | 17 | Main switchboard |  | RCD | 14 | 0 |  | NHP |  | Din-Safe 607277 C20 | [5 empty] | QUE-0030 |  |  | 2/3/2022 | 2 - Normal | 2 - Medium | 1 - Excellent |  | 3 - Normal
Queanbeyan Ambulance Station | Queanbeyan Ambulance Station | Ground | 17 | Main switchboard |  | RCD | 14 | 0 |  | NHP |  | Din-Safe 607277 C20 | [5 empty] | QUE-0030 |  |  | 2/3/2022 | 2 - Normal | 2 - Medium | 1 - Excellent |  | 3 - Normal
Queanbeyan Ambulance Station | Queanbeyan Ambulance Station | Ground | 17 | Main switchboard |  | RCBO | 1 | 0 |  | NHP |  | MOD6 M6RCBS2030C C20 | [5 empty] | QUE-0030 |  |  | 2/3/2022 | 2 - Normal | 2 - Medium | 1 - Excellent |  | 3 - Normal
Queanbeyan Ambulance Station | Queanbeyan Ambulance Station | Ground | 18 | Front of station | QUE-0031 | A/C Unit Split (Outdoor) | 1 | QUE-0031 |  | Daikin |  | RXV35UVMA | E023890 | [7 empty] | 2/3/2022 | 2 - Normal | 2 - Medium | 1 - Excellent |  | 3 - Normal
Queanbeyan Ambulance Station | Queanbeyan Ambulance Station | Ground | 18 | Front of station | QUE-0032 | A/C Unit Split (Outdoor) | 1 | QUE-0032 |  | Daikin |  | RXV35UVMA | E023755 | [7 empty] | 2/3/2022 | 2 - Normal | 2 - Medium | 1 - Excellent |  | 3 - Normal
Queanbeyan Ambulance Station | Queanbeyan Ambulance Station | Ground | 18 | Front of station | QUE-0033 | A/C Unit Split (Outdoor) | 1 | QUE-0033 |  | Daikin |  | RXF35TVMA | E000441 | [7 empty] | 2/3/2022 | 2 - Normal | 2 - Medium | 1 - Excellent |  | 3 - Normal
Queanbeyan Ambulance Station | Queanbeyan Ambulance Station | Ground | 18 | Front of station | QUE-0034 | A/C Unit Split (Outdoor) | 1 | QUE-0034 |  | Fujitsu |  | AOTG12KMCA | [8 empty] | 2/3/2022 | 2 - Normal | 2 - Medium | 1 - Excellent |  | 3 - Normal
Queanbeyan Ambulance Station | Queanbeyan Ambulance Station | Ground | 18 | Car park |  | RPZ | 1 | 0 |  | FEBCO |  | 860L DN20 H | 50355 | [7 empty] | 2/3/2022 | 2 - Normal | 2 - Medium | 1 - Excellent |  | 3 - Normal
Queanbeyan Ambulance Station | Queanbeyan Ambulance Station | Ground | 18 | Car park | QUE-0035 | A/C Unit Split (Outdoor) | 1 | QUE-0035 |  | Daikin |  | RXE35BVMA | 3902321 | [7 empty] | 2/3/2022 | 2 - Normal | 2 - Medium | 1 - Excellent |  | 3 - Normal
Queanbeyan Ambulance Station | Queanbeyan Ambulance Station | Ground | 18 | Car park | QUE-0036 | A/C Unit Split (Outdoor) | 1 | QUE-0036 |  | Daikin |  | RXE35BVMA | 3907170 | [7 empty] | 2/3/2022 | 2 - Normal | 2 - Medium | 1 - Excellent |  | 3 - Normal
Queanbeyan Ambulance Station | Queanbeyan Ambulance Station | Ground | 11 | Wall mounted above emergency exit door |  | Hot Water Heater | 1 | 0 |  | Rheem | [10 empty] | 2/3/2022 | 2 - Normal | 2 - Medium | 1 - Excellent |  | 3 - Normal
Queanbeyan Ambulance Fleet Workshop | Queanbeyan Ambulance Fleet Workshop | Ground | 4 |  | QUW-0001 | A/C Unit Split (Indoor) | 1 | QUW-0001 |  | Toshiba |  | RAS-22SKVR-A | 12700036 | [7 empty] | 3/3/2022 | 2 - Normal | 2 - Medium | 1 - Excellent |  | 3 - Normal
Queanbeyan Ambulance Fleet Workshop | Queanbeyan Ambulance Fleet Workshop | Ground | 4 |  | QUW-0002 | Fie Extinguisher (Powder) | 1 | QUW-0002 | [12 empty] | 3/3/2022 | 2 - Normal | 2 - Medium | 1 - Excellent |  | 3 - Normal
Queanbeyan Ambulance Fleet Workshop | Queanbeyan Ambulance Fleet Workshop | Ground | 4 |  | QUW-0003 | Fie Extinguisher (Powder) | 1 | QUW-0003 | [12 empty] | 3/3/2022 | 2 - Normal | 2 - Medium | 1 - Excellent |  | 3 - Normal
Queanbeyan Ambulance Fleet Workshop | Queanbeyan Ambulance Fleet Workshop | Ground | 4 |  |  | Emergency Exit Light (Spitfire) | 1 | 0 | [12 empty] | 3/3/2022 | 2 - Normal | 2 - Medium | 1 - Excellent |  | 3 - Normal
Queanbeyan Ambulance Fleet Workshop | Queanbeyan Ambulance Fleet Workshop | Ground | 1 | Next to laundry | QUW-0004 | Fie Extinguisher (Powder) | 1 | QUW-0004 | [12 empty] | 3/3/2022 | 2 - Normal | 2 - Medium | 1 - Excellent |  | 3 - Normal
Queanbeyan Ambulance Fleet Workshop | Queanbeyan Ambulance Fleet Workshop | Ground | 1 | Next to laundry | QUW-0005 | Fire Blanket | 1 | QUW-0005 | [12 empty] | 3/3/2022 | 2 - Normal | 2 - Medium | 1 - Excellent |  | 3 - Normal
Queanbeyan Ambulance Fleet Workshop | Queanbeyan Ambulance Fleet Workshop | Ground | 1 | Above exit door next to laundry |  | Emergency Exit Light (Green) | 1 | 0 |  | Cooper | [10 empty] | 3/3/2022 | 2 - Normal | 2 - Medium | 1 - Excellent |  | 3 - Normal
Queanbeyan Ambulance Fleet Workshop | Queanbeyan Ambulance Fleet Workshop | Ground | 1 | Next to work bench | QUW-0006 | Fire Extinguisher (C02) | 1 | QUW-0006 | [12 empty] | 3/3/2022 | 2 - Normal | 2 - Medium | 1 - Excellent |  | 3 - Normal
Queanbeyan Ambulance Fleet Workshop | Queanbeyan Ambulance Fleet Workshop | Ground | 1 | Next to front roller door | QUW-0007 | Main Switchboard | 1 | QUW-0007 |  | NHP | 17/1/2003 | Concept panelboard | [8 empty] | 3/3/2022 | 2 - Normal | 2 - Medium | 1 - Excellent |  | 3 - Normal
Queanbeyan Ambulance Fleet Workshop | Queanbeyan Ambulance Fleet Workshop | Ground | 1 | On main switchboard |  | RCD | 3 | 0 |  | NHP |  | Din-Safe 607276 C16 | [5 empty] | QUW-0007 |  |  | 3/3/2022 | 2 - Normal | 2 - Medium | 1 - Excellent |  | 3 - Normal
Queanbeyan Ambulance Fleet Workshop | Queanbeyan Ambulance Fleet Workshop | Ground | 1 | On main switchboard |  | RCD | 3 | 0 |  | NHP |  | Din-Safe 607276 C16 | [5 empty] | QUW-0007 |  |  | 3/3/2022 | 2 - Normal | 2 - Medium | 1 - Excellent |  | 3 - Normal
Queanbeyan Ambulance Fleet Workshop | Queanbeyan Ambulance Fleet Workshop | Ground | 1 | On main switchboard |  | RCD | 3 | 0 |  | NHP |  | Din-Safe 607276 C16 | [5 empty] | QUW-0007 |  |  | 3/3/2022 | 2 - Normal | 2 - Medium | 1 - Excellent |  | 3 - Normal
Queanbeyan Ambulance Fleet Workshop | Queanbeyan Ambulance Fleet Workshop | Ground | 1 | Main switchboard |  | RCBO | 3 | 0 |  | NHP |  | Din-Safe DRCBH2030 C20 | [5 empty] | QUW-0007 |  |  | 3/3/2022 | 2 - Normal | 2 - Medium | 1 - Excellent |  | 3 - Normal
Queanbeyan Ambulance Fleet Workshop | Queanbeyan Ambulance Fleet Workshop | Ground | 1 | Main switchboard |  | RCBO | 3 | 0 |  | NHP |  | Din-Safe DRCBH2030 C20 | [5 empty] | QUW-0007 |  |  | 3/3/2022 | 2 - Normal | 2 - Medium | 1 - Excellent |  | 3 - Normal
Queanbeyan Ambulance Fleet Workshop | Queanbeyan Ambulance Fleet Workshop | Ground | 1 | Main switchboard |  | RCBO | 3 | 0 |  | NHP |  | Din-Safe DRCBH2030 C20 | [5 empty] | QUW-0007 |  |  | 3/3/2022 | 2 - Normal | 2 - Medium | 1 - Excellent |  | 3 - Normal
Queanbeyan Ambulance Fleet Workshop | Queanbeyan Ambulance Fleet Workshop | Ground | 1 | Wall mounted next to front roller door |  | Emergency Floodlight | 1 | 0 | [12 empty] | 3/3/2022 | 2 - Normal | 2 - Medium | 1 - Excellent |  | 3 - Normal
Queanbeyan Ambulance Fleet Workshop | Queanbeyan Ambulance Fleet Workshop | Ground | 1 | Above entry door from external |  | Emergency Exit Light (Green) | 1 | 0 |  | Legrand | [10 empty] | 3/3/2022 | 2 - Normal | 2 - Medium | 1 - Excellent |  | 3 - Normal
Queanbeyan Ambulance Fleet Workshop | Queanbeyan Ambulance Fleet Workshop | Ground | 1 | Next to main entry door | QUW-0008 | Fie Extinguisher (Powder) | 1 | QUW-0008 | [12 empty] | 3/3/2022 | 2 - Normal | 2 - Medium | 1 - Excellent |  | 3 - Normal
Queanbeyan Ambulance Fleet Workshop | Queanbeyan Ambulance Fleet Workshop | Ground | 1 | Corner work bench | QUW-0009 | Fire Blanket | 1 | QUW-0009 | [12 empty] | 3/3/2022 | 2 - Normal | 2 - Medium | 1 - Excellent |  | 3 - Normal
Queanbeyan Ambulance Fleet Workshop | Queanbeyan Ambulance Fleet Workshop | Ground | 1 | Corner work bench | QUW-0010 | Fie Extinguisher (Powder) | 1 | QUW-0010 | [12 empty] | 3/3/2022 | 2 - Normal | 2 - Medium | 1 - Excellent |  | 3 - Normal
Queanbeyan Ambulance Fleet Workshop | Queanbeyan Ambulance Fleet Workshop | Ground | 1 | Under work bench. Small fire extinguisher | QUW-0011 | Fie Extinguisher (Powder) | 1 | QUW-0011 | [12 empty] | 3/3/2022 | 2 - Normal | 2 - Medium | 1 - Excellent |  | 3 - Normal
Queanbeyan Ambulance Fleet Workshop | Queanbeyan Ambulance Fleet Workshop | Ground | 1 |  |  | Durst SmartWasher | 1 | 0 |  | Durst |  | DSW-123M | [8 empty] | 3/3/2022 | 2 - Normal | 2 - Medium | 1 - Excellent |  | 3 - Normal
Queanbeyan Ambulance Fleet Workshop | Queanbeyan Ambulance Fleet Workshop | Ground | 1 |  |  | Industrial Bench Grinder | 1 | 0 |  | JBS |  | BG8 Industrial Bench Grinder | [8 empty] | 3/3/2022 | 2 - Normal | 2 - Medium | 1 - Excellent |  | 3 - Normal
Queanbeyan Ambulance Fleet Workshop | Queanbeyan Ambulance Fleet Workshop | Ground | 1 |  |  | Drill Press | 1 | 0 |  | Husky | 1/1/1983 | HY 625 | [8 empty] | 3/3/2022 | 2 - Normal | 2 - Medium | 3 - Fair |  | 3 - Normal
Queanbeyan Ambulance Fleet Workshop | Queanbeyan Ambulance Fleet Workshop | Ground | 1 |  |  | Vehicle Hoist | 1 | 0 |  | Rotary Lift |  | SM14S101BYRD | KUI15A0002 | [7 empty] | 3/3/2022 | 2 - Normal | 2 - Medium | 1 - Excellent |  | 3 - Normal
Queanbeyan Ambulance Fleet Workshop | Queanbeyan Ambulance Fleet Workshop | Ground | 1 |  |  | Welder | 1 | 0 |  | Welding Industries Australia |  | Weldmatic 150s | [8 empty] | 3/3/2022 | 2 - Normal | 2 - Medium | 1 - Excellent |  | 3 - Normal
Queanbeyan Ambulance Fleet Workshop | Queanbeyan Ambulance Fleet Workshop | Ground | 1 |  |  | Car dispenser | 1 | 0 |  | Piusi |  | Delphin Pro | [8 empty] | 3/3/2022 | 2 - Normal | 2 - Medium | 1 - Excellent |  | 3 - Normal
Queanbeyan Ambulance Fleet Workshop | Queanbeyan Ambulance Fleet Workshop | Ground | 1 |  |  | Heavy duty Battery Charger | 1 | 0 |  | Durst |  | BC 430 Selecta | 18927 | [7 empty] | 3/3/2022 | 2 - Normal | 2 - Medium | 1 - Excellent |  | 3 - Normal
Queanbeyan Ambulance Fleet Workshop | Queanbeyan Ambulance Fleet Workshop | Ground | 1 |  |  | Carbon pile battery load tester | 1 | 0 |  | Durst |  | 2003F | 18827 | [7 empty] | 3/3/2022 | 2 - Normal | 2 - Medium | 1 - Excellent |  | 3 - Normal
Queanbeyan Ambulance Fleet Workshop | Queanbeyan Ambulance Fleet Workshop | Ground | 1 |  |  | Wallmount Battery Charger | 1 | 0 |  | Durst |  | BCSW - 1225 BS | [8 empty] | 3/3/2022 | 2 - Normal | 2 - Medium | 1 - Excellent |  | 3 - Normal
Queanbeyan Ambulance Fleet Workshop | Queanbeyan Ambulance Fleet Workshop | Ground | 1 |  |  | Vehicle Battery Charger | 1 | 0 |  | Durst |  | BCS-1225C | A90814098 | [7 empty] | 3/3/2022 | 2 - Normal | 2 - Medium | 1 - Excellent |  | 3 - Normal
Queanbeyan Ambulance Fleet Workshop | Queanbeyan Ambulance Fleet Workshop | Ground | 1 |  |  | Tyre Changer | 1 | 0 |  | Sicam |  | BE 502 | [8 empty] | 3/3/2022 | 2 - Normal | 2 - Medium | 1 - Excellent |  | 3 - Normal
Queanbeyan Ambulance Fleet Workshop | Queanbeyan Ambulance Fleet Workshop | Ground | 1 |  |  | Electric Wheel Balancer | 1 | 0 |  | Coats |  | 950 solid state | 211341211 | [7 empty] | 3/3/2022 | 2 - Normal | 2 - Medium | 1 - Excellent |  | 3 - Normal
Queanbeyan Ambulance Fleet Workshop | Queanbeyan Ambulance Fleet Workshop | Ground | 1 |  |  | Wallmount Battery Charger | 1 | 0 |  | Durst |  | BCSW - 1225 BS | [8 empty] | 3/3/2022 | 2 - Normal | 2 - Medium | 1 - Excellent |  | 3 - Normal
Queanbeyan Ambulance Fleet Workshop | Queanbeyan Ambulance Fleet Workshop | Ground | 1 |  |  | Vehicle Battery Charger | 1 | 0 |  | Durst |  | BCS-1225C | A90610028 | [7 empty] | 3/3/2022 | 2 - Normal | 2 - Medium | 1 - Excellent |  | 3 - Normal
Queanbeyan Ambulance Fleet Workshop | Queanbeyan Ambulance Fleet Workshop | Ground | 1 |  |  | Manual roller door | 1 | 0 |  | B&D |  | Industrial roller door | [8 empty] | 3/3/2022 | 2 - Normal | 2 - Medium | 1 - Excellent |  | 3 - Normal
Queanbeyan Ambulance Fleet Workshop | Queanbeyan Ambulance Fleet Workshop | Ground | 1 |  |  | Manual roller door | 1 | 0 |  | B&D |  | Industrial roller door | [8 empty] | 3/3/2022 | 2 - Normal | 2 - Medium | 1 - Excellent |  | 3 - Normal
Queanbeyan Ambulance Fleet Workshop | Queanbeyan Ambulance Fleet Workshop | Ground | 1 |  |  | Manual roller door | 1 | 0 |  | B&D |  | Industrial roller door | [8 empty] | 3/3/2022 | 2 - Normal | 2 - Medium | 1 - Excellent |  | 3 - Normal
Queanbeyan Ambulance Fleet Workshop | Queanbeyan Ambulance Fleet Workshop | Ground | 1 |  |  | Manual roller door | 1 | 0 |  | B&D |  | Industrial roller door | [8 empty] | 3/3/2022 | 2 - Normal | 2 - Medium | 1 - Excellent |  | 3 - Normal
Queanbeyan Ambulance Fleet Workshop | Queanbeyan Ambulance Fleet Workshop | Ground | 6 | Behind building in small tin structure | QUW-0012 | Air Compressor | 1 | QUW-0012 |  | Pilot air |  | K25/21 | 20386857 | [7 empty] | 3/3/2022 | 2 - Normal | 2 - Medium | 1 - Excellent |  | 3 - Normal
Queanbeyan Ambulance Fleet Workshop | Queanbeyan Ambulance Fleet Workshop | Ground | 6 | Behind building | QUW-0013 | Hot Water Heater | 1 | QUW-0013 |  | Rheem | 8/2/2003 | 11108007 | 11165 | 80 | [6 empty] | 3/3/2022 | 2 - Normal | 2 - Medium | 1 - Excellent |  | 3 - Normal
Queanbeyan Ambulance Fleet Workshop | Queanbeyan Ambulance Fleet Workshop | Ground | 6 | Side office | QUW-0014 | A/C Unit Split (Outdoor) | 1 | QUW-0014 |  | Toshiba |  | RAS-22SAV2-A | 12600171 | [7 empty] | 3/3/2022 | 2 - Normal | 2 - Medium | 1 - Excellent |  | 3 - Normal
Queanbeyan Ambulance Fleet Workshop | Queanbeyan Ambulance Fleet Workshop | Ground | 6 | Under carport | QUW-0015 | Oil Separator Tank | 1 | QUW-0015 |  | Industrial separation systems |  | V10P0F | 6.07E+22 | [7 empty] | 3/3/2022 | 2 - Normal | 2 - Medium | 1 - Excellent |  | 3 - Normal
Queanbeyan Ambulance Fleet Workshop | Queanbeyan Ambulance Fleet Workshop | Ground | 6 | Under carport | QUW-0016 | Diaphragm Pump | 1 | QUW-0016 |  | ASM Pumps |  | 325 | 25618 | [7 empty] | 3/3/2022 | 2 - Normal | 2 - Medium | 1 - Excellent |  | 3 - Normal
Queanbeyan Ambulance Fleet Workshop | Queanbeyan Ambulance Fleet Workshop | Ground | 6 | Under carport | QUW-0017 | Oil Seperator Induction Motor | 1 | QUW-0017 |  | WEG |  | 14039649 | 1044158311 | [7 empty] | 3/3/2022 | 2 - Normal | 2 - Medium | 1 - Excellent |  | 3 - Normal
Queanbeyan Ambulance Fleet Workshop | Queanbeyan Ambulance Fleet Workshop | Ground | 6 | Under carport | QUW-0018 | Pressure Cleaner | 1 | QUW-0018 |  | Spitwater | [10 empty] | 3/3/2022 | 2 - Normal | 2 - Medium | 1 - Excellent |  | 3 - Normal
Queanbeyan Ambulance Fleet Workshop | Queanbeyan Ambulance Fleet Workshop | Ground | 1 |  |  | Vehicle Hoist | 1 | 0 |  | Molnar | 1/1/2021 | SM270 | 2G7D7722 | [7 empty] | 3/3/2022 | 2 - Normal | 2 - Medium | 1 - Excellent |  | 3 - Normal
Crookwell Ambulance Station | Crookwell Ambulance Station | Ground | 1 | Above entry door |  | Emergency Exit Light (Green) | 1 | 0 |  | Ektor | [10 empty] | 4/3/2022 | 2 - Normal | 2 - Medium | 1 - Excellent |  | 3 - Normal
Crookwell Ambulance Station | Crookwell Ambulance Station | Ground | 1 |  | CRO-0001 | Fie Extinguisher (Powder) | 1 | CRO-0001 | [12 empty] | 4/3/2022 | 2 - Normal | 2 - Medium | 1 - Excellent |  | 3 - Normal
Crookwell Ambulance Station | Crookwell Ambulance Station | Ground | 1 | Corridor |  | Smoke Detector | 1 | 0 | [12 empty] | 4/3/2022 | 2 - Normal | 2 - Medium | 1 - Excellent |  | 3 - Normal
Crookwell Ambulance Station | Crookwell Ambulance Station | Ground | 1 | Kitchen |  | Smoke Detector | 1 | 0 | [12 empty] | 4/3/2022 | 2 - Normal | 2 - Medium | 1 - Excellent |  | 3 - Normal
Crookwell Ambulance Station | Crookwell Ambulance Station | Ground | 1 |  |  | Emergency Exit Light (Spitfire) | 1 | 0 | [12 empty] | 4/3/2022 | 2 - Normal | 2 - Medium | 1 - Excellent |  | 3 - Normal
Crookwell Ambulance Station | Crookwell Ambulance Station | Ground | 1 | Kitchen |  | Fire Blanket | 1 | 0 | [12 empty] | 4/3/2022 | 2 - Normal | 2 - Medium | 1 - Excellent |  | 3 - Normal
Crookwell Ambulance Station | Crookwell Ambulance Station | Ground | 1 | Under sink | CRO-0003 | ZIP Hot Water Service | 1 | CRO-0003 |  | Zip |  | HydroTap G4 BC100/75 800544-BC | 2.01906E+12 | [7 empty] | 4/3/2022 | 2 - Normal | 2 - Medium | 1 - Excellent |  | 3 - Normal
Crookwell Ambulance Station | Crookwell Ambulance Station | Ground | 1 | Above door leading to laundry |  | Emergency Exit Light (Green) | 1 | 0 |  | Ektor | [10 empty] | 4/3/2022 | 2 - Normal | 2 - Medium | 1 - Excellent |  | 3 - Normal
Crookwell Ambulance Station | Crookwell Ambulance Station | Ground | 3 |  | CRO-0004 | Electric Heater | 1 | CRO-0004 |  | Omega |  | Altise OAPE2400W | (21)21886237 | [7 empty] | 4/3/2022 | 2 - Normal | 2 - Medium | 1 - Excellent |  | 3 - Normal
Crookwell Ambulance Station | Crookwell Ambulance Station | Ground | 5 |  | CRO-0005 | Safe | 1 | CRO-0005 |  | Guardall | [10 empty] | 4/3/2022 | 2 - Normal | 2 - Medium | 1 - Excellent |  | 3 - Normal
Crookwell Ambulance Station | Crookwell Ambulance Station | Ground | 5 |  | CRO-0006 | EKA controller box | 1 | CRO-0006 | [12 empty] | 4/3/2022 | 2 - Normal | 2 - Medium | 1 - Excellent |  | 3 - Normal
Crookwell Ambulance Station | Crookwell Ambulance Station | Ground | 5 |  | CRO-0007 | Safe | 1 | CRO-0007 |  | CMI | [10 empty] | 4/3/2022 | 2 - Normal | 2 - Medium | 1 - Excellent |  | 3 - Normal
Crookwell Ambulance Station | Crookwell Ambulance Station | Ground | 6 |  | CRO-0008 | Hot Water Heater | 1 | CRO-0008 |  | DUX | 28/4/2010 | 250S136 | 1.00428E+11 | 320 | [6 empty] | 4/3/2022 | 2 - Normal | 2 - Medium | 1 - Excellent |  | 3 - Normal
Crookwell Ambulance Station | Crookwell Ambulance Station | Ground | 7 |  | CRO-0009 | TMV | 1 | CRO-0009 |  | Enware |  | Aquablend 1500 | [8 empty] | 4/3/2022 | 2 - Normal | 2 - Medium | 1 - Excellent |  | 3 - Normal
Crookwell Ambulance Station | Crookwell Ambulance Station | Ground | 8 |  | CRO-0010 | A/C Unit Split (Indoor) | 1 | CRO-0010 |  | Mitsubishi Electric |  | MSZ-GA25VA | 6005880 | [7 empty] | 4/3/2022 | 2 - Normal | 2 - Medium | 1 - Excellent |  | 3 - Normal
Crookwell Ambulance Station | Crookwell Ambulance Station | Ground | 9 |  | CRO-0011 | A/C Unit Split (Indoor) | 1 | CRO-0011 |  | Mitsubishi Electric |  | MSZ-GB35VA | 7014209 | [7 empty] | 4/3/2022 | 2 - Normal | 2 - Medium | 1 - Excellent |  | 3 - Normal
Crookwell Ambulance Station | Crookwell Ambulance Plantroom/Relief Quarters | Ground | 1 | Next to entry door from station | CRO-0012 | Fire Extinguisher (FOAM) | 1 | CRO-0012 | [12 empty] | 4/3/2022 | 2 - Normal | 2 - Medium | 1 - Excellent |  | 3 - Normal
Crookwell Ambulance Station | Crookwell Ambulance Plantroom/Relief Quarters | Ground | 1 | Next to door to external | CRO-0013 | Fire Extinguisher (C02) | 1 | CRO-0013 | [12 empty] | 4/3/2022 | 2 - Normal | 2 - Medium | 1 - Excellent |  | 3 - Normal
Crookwell Ambulance Station | Crookwell Ambulance Plantroom/Relief Quarters | Ground | 1 |  |  | Emergency Exit Light (Spitfire) | 1 | 0 | [12 empty] | 4/3/2022 | 2 - Normal | 2 - Medium | 1 - Excellent |  | 3 - Normal
Crookwell Ambulance Station | Crookwell Ambulance Plantroom/Relief Quarters | Ground | 1 |  |  | Pressure Cleaner | 1 | 0 |  | Ferrex |  | HCE2000 | 3034 | [7 empty] | 4/3/2022 | 2 - Normal | 2 - Medium | 1 - Excellent |  | 3 - Normal
Crookwell Ambulance Station | Crookwell Ambulance Plantroom/Relief Quarters | Ground | 1 | Rear roller door |  | Automatic Roller Door Motor | 1 | 0 |  | Merlin |  | MR850 | [8 empty] | 4/3/2022 | 2 - Normal | 2 - Medium | 1 - Excellent |  | 3 - Normal
Crookwell Ambulance Station | Crookwell Ambulance Plantroom/Relief Quarters | Ground | 1 |  |  | Wallmount Battery Charger | 1 | 0 |  | Durst |  | BCSW - 1225 BS | [8 empty] | 4/3/2022 | 2 - Normal | 2 - Medium | 1 - Excellent |  | 3 - Normal
Crookwell Ambulance Station | Crookwell Ambulance Plantroom/Relief Quarters | Ground | 1 |  |  | Vehicle Battery Charger | 1 | 0 |  | Durst |  | BCS-1225C | A90610133 | [7 empty] | 4/3/2022 | 2 - Normal | 2 - Medium | 1 - Excellent |  | 3 - Normal
Crookwell Ambulance Station | Crookwell Ambulance Plantroom/Relief Quarters | Ground | 1 |  | CRO-0014 | Hot Water Heater | 1 | CRO-0014 |  | Dux | 3/4/2020 | 315T136 | 20040220267H | 321 | [6 empty] | 4/3/2022 | 2 - Normal | 2 - Medium | 1 - Excellent |  | 3 - Normal
Crookwell Ambulance Station | Crookwell Ambulance Plantroom/Relief Quarters | Ground | 1 |  |  | Wallmount Battery Charger | 1 | 0 |  | Durst |  | BCSW - 1225 B | 123786 | [7 empty] | 4/3/2022 | 2 - Normal | 2 - Medium | 1 - Excellent |  | 3 - Normal
Crookwell Ambulance Station | Crookwell Ambulance Plantroom/Relief Quarters | Ground | 1 |  |  | Vehicle Battery Charger | 1 | 0 |  | BCS-1225C | [10 empty] | 4/3/2022 | 2 - Normal | 2 - Medium | 1 - Excellent |  | 3 - Normal
Crookwell Ambulance Station | Crookwell Ambulance Plantroom/Relief Quarters | Ground | 1 |  |  | Wallmount Battery Charger | 1 | 0 |  | Durst |  | BCSW - 1225 B | [8 empty] | 4/3/2022 | 2 - Normal | 2 - Medium | 1 - Excellent |  | 3 - Normal
Crookwell Ambulance Station | Crookwell Ambulance Plantroom/Relief Quarters | Ground | 1 |  |  | Vehicle Battery Charger | 1 | 0 |  | Durst |  | BCS-1225C | [8 empty] | 4/3/2022 | 2 - Normal | 2 - Medium | 1 - Excellent |  | 3 - Normal
Crookwell Ambulance Station | Crookwell Ambulance Plantroom/Relief Quarters | Ground | 1 | Front roller door |  | Automatic Roller Door Motor | 1 | 0 |  | Automatic Technology Australia |  | GDO-9 Enduro | [8 empty] | 4/3/2022 | 2 - Normal | 2 - Medium | 1 - Excellent |  | 3 - Normal
Crookwell Ambulance Station | Crookwell Ambulance Plantroom/Relief Quarters | Ground | 2 | Under sink | CRO-0015 | ZIP Hot Water Service | 1 | CRO-0015 |  | Zip |  | HydroTap G4 BC100/75 | 2.01906E+12 | [7 empty] | 4/3/2022 | 2 - Normal | 2 - Medium | 1 - Excellent |  | 3 - Normal
Crookwell Ambulance Station | Crookwell Ambulance Plantroom/Relief Quarters | Ground | 2 |  | CRO-0016 | Fire Blanket | 1 | CRO-0016 | [12 empty] | 4/3/2022 | 2 - Normal | 2 - Medium | 1 - Excellent |  | 3 - Normal
Crookwell Ambulance Station | Crookwell Ambulance Plantroom/Relief Quarters | Ground | 2 |  |  | Emergency Exit Light (Spitfire) | 1 | 0 | [12 empty] | 4/3/2022 | 2 - Normal | 2 - Medium | 1 - Excellent |  | 3 - Normal
Crookwell Ambulance Station | Crookwell Ambulance Plantroom/Relief Quarters | Ground | 3 |  |  | Smoke Detector | 1 | 0 | [12 empty] | 4/3/2022 | 2 - Normal | 2 - Medium | 1 - Excellent |  | 3 - Normal
Crookwell Ambulance Station | Crookwell Ambulance Plantroom/Relief Quarters | Ground | 3 |  | CRO-0017 | A/C Unit Split (Indoor) | 1 | CRO-0017 |  | Mitsubishi Electric | 1/1/2021 | DXK21ZRA-W | 151802725CF | [7 empty] | 4/3/2022 | 2 - Normal | 2 - Medium | 1 - Excellent |  | 3 - Normal
Crookwell Ambulance Station | Crookwell Ambulance Plantroom/Relief Quarters | Ground | 4 |  |  | Smoke Detector | 1 | 0 | [12 empty] | 4/3/2022 | 2 - Normal | 2 - Medium | 1 - Excellent |  | 3 - Normal
Crookwell Ambulance Station | Crookwell Ambulance Plantroom/Relief Quarters | Ground | 4 |  | CRO-0018 | Fie Extinguisher (Powder) | 1 | CRO-0018 | [12 empty] | 4/3/2022 | 2 - Normal | 2 - Medium | 1 - Excellent |  | 3 - Normal
Crookwell Ambulance Station | Crookwell Ambulance Plantroom/Relief Quarters | Ground | 4 |  |  | Emergency Exit Light (Spitfire) | 1 | 0 | [12 empty] | 4/3/2022 | 2 - Normal | 2 - Medium | 1 - Excellent |  | 3 - Normal
Crookwell Ambulance Station | Crookwell Ambulance Plantroom/Relief Quarters | Ground | 4 | Above door to Plantroom |  | Emergency Exit Light (Green) | 1 | 0 |  | Ektor | [10 empty] | 4/3/2022 | 2 - Normal | 2 - Medium | 1 - Excellent |  | 3 - Normal
Crookwell Ambulance Station | Crookwell Ambulance Plantroom/Relief Quarters | Ground | 6 |  | CRO-0019 | TMV | 1 | CRO-0019 |  | Enware |  | Aquablend 1500 | 5182101 | [7 empty] | 4/3/2022 | 2 - Normal | 2 - Medium | 1 - Excellent |  | 3 - Normal
Crookwell Ambulance Station | Crookwell Ambulance Plantroom/Relief Quarters | Ground | 7 |  |  | Emergency Exit Light (Green) | 1 | 0 |  | Ektor | [10 empty] | 4/3/2022 | 2 - Normal | 2 - Medium | 1 - Excellent |  | 3 - Normal
Crookwell Ambulance Station | Crookwell Ambulance Plantroom/Relief Quarters | Ground | 7 |  |  | Emergency Exit Light (Spitfire) | 1 | 0 | [12 empty] | 4/3/2022 | 2 - Normal | 2 - Medium | 1 - Excellent |  | 3 - Normal
Crookwell Ambulance Station | Crookwell Ambulance Plantroom/Relief Quarters | Ground | 7 |  |  | Smoke Detector | 1 | 0 | [12 empty] | 4/3/2022 | 2 - Normal | 2 - Medium | 1 - Excellent |  | 3 - Normal
Crookwell Ambulance Station | Crookwell Ambulance Plantroom/Relief Quarters | Ground | 7 |  | CRO-0020 | A/C Unit Split (Indoor) | 1 | CRO-0020 |  | Mitsubishi Electric | 1/1/2018 | SRK50ZSA-W | 939202473BE | [7 empty] | 4/3/2022 | 2 - Normal | 2 - Medium | 1 - Excellent |  | 3 - Normal
Crookwell Ambulance Station | Crookwell Ambulance Plantroom/Relief Quarters | Ground | 8 |  |  | Emergency Exit Light (Spitfire) | 1 | 0 | [12 empty] | 4/3/2022 | 2 - Normal | 2 - Medium | 1 - Excellent |  | 3 - Normal
Crookwell Ambulance Station | Crookwell Ambulance Garage | Ground | 1 |  |  | Manual roller door | 1 | 0 |  | Gliderol | [10 empty] | 4/3/2022 | 2 - Normal | 2 - Medium | 1 - Excellent |  | 3 - Normal
Crookwell Ambulance Station | Crookwell Ambulance Station | Ground | 10 | Front building | CRO-0021 | A/C Unit Split (Outdoor) | 1 | CRO-0021 |  | Mitsubishi Electric |  | MUZ-GA25VA | 7012438 | [7 empty] | 4/3/2022 | 2 - Normal | 2 - Medium | 1 - Excellent |  | 3 - Normal
Crookwell Ambulance Station | Crookwell Ambulance Station | Ground | 10 | Front of station | CRO-0022 | A/C Unit Split (Outdoor) | 1 | CRO-0022 |  | Mitsubishi Electric |  | MUZ-GB35VA | [8 empty] | 4/3/2022 | 2 - Normal | 2 - Medium | 1 - Excellent |  | 3 - Normal
Crookwell Ambulance Station | Crookwell Ambulance Plantroom/Relief Quarters | Ground |  |  |  | Roof Anchor Points | 4 | 0 | [12 empty] | 4/3/2022 | 2 - Normal | 2 - Medium | 1 - Excellent |  | 3 - Normal
Crookwell Ambulance Station | Crookwell Ambulance Plantroom/Relief Quarters | Ground |  |  |  | Roof Anchor Points | 4 | 0 | [12 empty] | 4/3/2022 | 2 - Normal | 2 - Medium | 1 - Excellent |  | 3 - Normal
Crookwell Ambulance Station | Crookwell Ambulance Plantroom/Relief Quarters | Ground |  |  |  | Roof Anchor Points | 4 | 0 | [12 empty] | 4/3/2022 | 2 - Normal | 2 - Medium | 1 - Excellent |  | 3 - Normal
Crookwell Ambulance Station | Crookwell Ambulance Plantroom/Relief Quarters | Ground |  |  |  | Roof Anchor Points | 4 | 0 | [12 empty] | 4/3/2022 | 2 - Normal | 2 - Medium | 1 - Excellent |  | 3 - Normal
Crookwell Ambulance Station | Crookwell Ambulance Station | Ground | 10 | Side laneway |  | A/C Unit Split (Outdoor) | 1 | 0 |  | Mitsubishi Electric |  | SRC50ZSA-W | 980308518BE | [7 empty] | 4/3/2022 | 2 - Normal | 2 - Medium | 1 - Excellent |  | 3 - Normal
Crookwell Ambulance Station | Crookwell Ambulance Station | Ground | 10 |  | CRO-0026 | A/C Unit Split (Outdoor) | 1 | CRO-0026 |  | Mitsubishi Electric |  | DXC21ZRA-W | 189701352CE | [7 empty] | 4/3/2022 | 2 - Normal | 2 - Medium | 1 - Excellent |  | 3 - Normal
Crookwell Ambulance Station | Crookwell Ambulance Station | Ground | 10 |  |  | Roof Anchor Points | 2 | 0 | [12 empty] | 4/3/2022 | 2 - Normal | 2 - Medium | 1 - Excellent |  | 3 - Normal
Crookwell Ambulance Station | Crookwell Ambulance Station | Ground | 10 |  |  | Roof Anchor Points | 2 | 0 | [12 empty] | 4/3/2022 | 2 - Normal | 2 - Medium | 1 - Excellent |  | 3 - Normal
Crookwell Ambulance Station | Crookwell Ambulance Station | Ground | 10 |  | CRO-0023 | Main Switchboard | 1 | CRO-0023 | [12 empty] | 4/3/2022 | 2 - Normal | 2 - Medium | 1 - Excellent |  | 3 - Normal
Crookwell Ambulance Station | Crookwell Ambulance Station | Ground | 10 | Main Switchboard |  | RCD | 4 | 0 |  | Hager |  | ADC310T C10 | [5 empty] | CRO-0023 |  |  | 4/3/2022 | 2 - Normal | 2 - Medium | 1 - Excellent |  | 3 - Normal
Crookwell Ambulance Station | Crookwell Ambulance Station | Ground | 10 | Main Switchboard |  | RCD | 4 | 0 |  | Hager |  | ADC310T C10 | [5 empty] | CRO-0023 |  |  | 4/3/2022 | 2 - Normal | 2 - Medium | 1 - Excellent |  | 3 - Normal
Crookwell Ambulance Station | Crookwell Ambulance Station | Ground | 10 | Main Switchboard |  | RCD | 4 | 0 |  | Hager |  | ADC310T C10 | [5 empty] | CRO-0023 |  |  | 4/3/2022 | 2 - Normal | 2 - Medium | 1 - Excellent |  | 3 - Normal
Crookwell Ambulance Station | Crookwell Ambulance Station | Ground | 10 | Main Switchboard |  | RCD | 4 | 0 |  | Hager |  | ADC310T C10 | [5 empty] | CRO-0023 |  |  | 4/3/2022 | 2 - Normal | 2 - Medium | 1 - Excellent |  | 3 - Normal
Crookwell Ambulance Station | Crookwell Ambulance Station | Ground | 10 | Main switchboard |  | RCD | 9 | 0 |  | Hager |  | ADC316T C16 | [5 empty] | CRO-0023 |  |  | 4/3/2022 | 2 - Normal | 2 - Medium | 1 - Excellent |  | 3 - Normal
Crookwell Ambulance Station | Crookwell Ambulance Station | Ground | 10 | Main switchboard |  | RCD | 9 | 0 |  | Hager |  | ADC316T C16 | [5 empty] | CRO-0023 |  |  | 4/3/2022 | 2 - Normal | 2 - Medium | 1 - Excellent |  | 3 - Normal
Crookwell Ambulance Station | Crookwell Ambulance Station | Ground | 10 | Main switchboard |  | RCD | 9 | 0 |  | Hager |  | ADC316T C16 | [5 empty] | CRO-0023 |  |  | 4/3/2022 | 2 - Normal | 2 - Medium | 1 - Excellent |  | 3 - Normal
Crookwell Ambulance Station | Crookwell Ambulance Station | Ground | 10 | Main switchboard |  | RCD | 9 | 0 |  | Hager |  | ADC316T C16 | [5 empty] | CRO-0023 |  |  | 4/3/2022 | 2 - Normal | 2 - Medium | 1 - Excellent |  | 3 - Normal
Crookwell Ambulance Station | Crookwell Ambulance Station | Ground | 10 | Main switchboard |  | RCD | 9 | 0 |  | Hager |  | ADC316T C16 | [5 empty] | CRO-0023 |  |  | 4/3/2022 | 2 - Normal | 2 - Medium | 1 - Excellent |  | 3 - Normal
Crookwell Ambulance Station | Crookwell Ambulance Station | Ground | 10 | Main switchboard |  | RCD | 9 | 0 |  | Hager |  | ADC316T C16 | [5 empty] | CRO-0023 |  |  | 4/3/2022 | 2 - Normal | 2 - Medium | 1 - Excellent |  | 3 - Normal
Crookwell Ambulance Station | Crookwell Ambulance Station | Ground | 10 | Main switchboard |  | RCD | 9 | 0 |  | Hager |  | ADC316T C16 | [5 empty] | CRO-0023 |  |  | 4/3/2022 | 2 - Normal | 2 - Medium | 1 - Excellent |  | 3 - Normal
Crookwell Ambulance Station | Crookwell Ambulance Station | Ground | 10 | Main switchboard |  | RCD | 9 | 0 |  | Hager |  | ADC316T C16 | [5 empty] | CRO-0023 |  |  | 4/3/2022 | 2 - Normal | 2 - Medium | 1 - Excellent |  | 3 - Normal
Crookwell Ambulance Station | Crookwell Ambulance Station | Ground | 10 | Main switchboard |  | RCD | 9 | 0 |  | Hager |  | ADC316T C16 | [5 empty] | CRO-0023 |  |  | 4/3/2022 | 2 - Normal | 2 - Medium | 1 - Excellent |  | 3 - Normal
Crookwell Ambulance Station | Crookwell Ambulance Station | Ground | 10 | Main switchboard |  | RCD | 6 | 0 |  | Hager |  | ADC320T C20 | [5 empty] | CRO-0023 |  |  | 4/3/2022 | 2 - Normal | 2 - Medium | 1 - Excellent |  | 3 - Normal
Crookwell Ambulance Station | Crookwell Ambulance Station | Ground | 10 | Main switchboard |  | RCD | 6 | 0 |  | Hager |  | ADC320T C20 | [5 empty] | CRO-0023 |  |  | 4/3/2022 | 2 - Normal | 2 - Medium | 1 - Excellent |  | 3 - Normal
Crookwell Ambulance Station | Crookwell Ambulance Station | Ground | 10 | Main switchboard |  | RCD | 6 | 0 |  | Hager |  | ADC320T C20 | [5 empty] | CRO-0023 |  |  | 4/3/2022 | 2 - Normal | 2 - Medium | 1 - Excellent |  | 3 - Normal
Crookwell Ambulance Station | Crookwell Ambulance Station | Ground | 10 | Main switchboard |  | RCD | 6 | 0 |  | Hager |  | ADC320T C20 | [5 empty] | CRO-0023 |  |  | 4/3/2022 | 2 - Normal | 2 - Medium | 1 - Excellent |  | 3 - Normal
Crookwell Ambulance Station | Crookwell Ambulance Station | Ground | 10 | Main switchboard |  | RCD | 6 | 0 |  | Hager |  | ADC320T C20 | [5 empty] | CRO-0023 |  |  | 4/3/2022 | 2 - Normal | 2 - Medium | 1 - Excellent |  | 3 - Normal
Crookwell Ambulance Station | Crookwell Ambulance Station | Ground | 10 | Main switchboard |  | RCD | 6 | 0 |  | Hager |  | ADC320T C20 | [5 empty] | CRO-0023 |  |  | 4/3/2022 | 2 - Normal | 2 - Medium | 1 - Excellent |  | 3 - Normal
Crookwell Ambulance Station | Crookwell Ambulance Station | Ground | 10 | Main switchboard |  | RCD | 2 | 0 |  | Hager |  | ADC332T C32 | [5 empty] | CRO-0023 |  |  | 4/3/2022 | 2 - Normal | 2 - Medium | 1 - Excellent |  | 3 - Normal
Crookwell Ambulance Station | Crookwell Ambulance Station | Ground | 10 | Main switchboard |  | RCD | 2 | 0 |  | Hager |  | ADC332T C32 | [5 empty] | CRO-0023 |  |  | 4/3/2022 | 2 - Normal | 2 - Medium | 1 - Excellent |  | 3 - Normal
Crookwell Ambulance Station | Crookwell Ambulance Plantroom/Relief Quarters | Ground | 1 | Front roller door | CRO-0024 | Automatic Sectional Door | 1 | CRO-0024 | [6 empty] | 2.7 | 6.2 |  |  |  |  | 4/3/2022 | 2 - Normal | 2 - Medium | 1 - Excellent |  | 3 - Normal
Crookwell Ambulance Station | Crookwell Ambulance Plantroom/Relief Quarters | Ground | 1 | Rear roller door | CRO-0025 | Automatic Roller Door | 1 | CRO-0025 |  | B&D roller doors |  |  |  |  | 2.8 | 3.4 |  |  |  |  | 4/3/2022 | 2 - Normal | 2 - Medium | 1 - Excellent |  | 3 - Normal
Penrith Ambulance Station (Superstation) | Penrith Ambulance Station (Superstation) | Ground | 35 | Entry door |  | Automatic Bi-fold Door | 1 | 0 | [12 empty] | 7/3/2022 | 2 - Normal | 2 - Medium | 1 - Excellent |  | 3 - Normal
Penrith Ambulance Station (Superstation) | Penrith Ambulance Station (Superstation) | Ground | 35 | Exit door |  | Automatic Bi-fold Door | 1 | 0 | [12 empty] | 7/3/2022 | 2 - Normal | 2 - Medium | 1 - Excellent |  | 3 - Normal
Penrith Ambulance Station (Superstation) | Penrith Ambulance Station (Superstation) | Ground | 35 | Next to Logistics room |  | Stainless Steel Commercial Sink | 1 | 0 |  | Britex | [10 empty] | 7/3/2022 | 2 - Normal | 2 - Medium | 1 - Excellent |  | 3 - Normal
Penrith Ambulance Station (Superstation) | Penrith Ambulance Station (Superstation) | Ground | 35 | Parking bay 01 |  | Wallmount Battery Charger | 1 | 0 |  | Durst |  | BCSW - 1245 B | 125379 | [7 empty] | 7/3/2022 | 2 - Normal | 2 - Medium | 1 - Excellent |  | 3 - Normal
Penrith Ambulance Station (Superstation) | Penrith Ambulance Station (Superstation) | Ground | 35 | Parking pay 01 |  | Vehicle Battery Charger | 1 | 0 |  | Durst |  | BCS-1245C | A90918080 | [7 empty] | 7/3/2022 | 2 - Normal | 2 - Medium | 1 - Excellent |  | 3 - Normal
Penrith Ambulance Station (Superstation) | Penrith Ambulance Station (Superstation) | Ground | 35 | Parking bay 002 |  | Wallmount Battery Charger | 1 | 0 |  | Durst |  | BCSW - 1245 B | 125391 | [7 empty] | 7/3/2022 | 2 - Normal | 2 - Medium | 1 - Excellent |  | 3 - Normal
Penrith Ambulance Station (Superstation) | Penrith Ambulance Station (Superstation) | Ground | 35 | Parking bay 02 |  | Vehicle Battery Charger | 1 | 0 |  | Durst |  | BCS-1245C | A90416183 | [7 empty] | 7/3/2022 | 2 - Normal | 2 - Medium | 1 - Excellent |  | 3 - Normal
Penrith Ambulance Station (Superstation) | Penrith Ambulance Station (Superstation) | Ground | 35 | Parking bay 003 |  | Wallmount Battery Charger | 1 | 0 |  | Durst |  | BCSW - 1225 B | 125246 | [7 empty] | 7/3/2022 | 2 - Normal | 2 - Medium | 1 - Excellent |  | 3 - Normal
Penrith Ambulance Station (Superstation) | Penrith Ambulance Station (Superstation) | Ground | 35 | Parking bay 03 |  | Vehicle Battery Charger | 1 | 0 |  | Durst |  | BCS-1225C | A90220031 | [7 empty] | 7/3/2022 | 2 - Normal | 2 - Medium | 1 - Excellent |  | 3 - Normal
Penrith Ambulance Station (Superstation) | Penrith Ambulance Station (Superstation) | Ground | 35 | Parking bay 04 |  | Wallmount Battery Charger | 1 | 0 |  | Durst |  | BCSW - 1225 B | 125244 | [7 empty] | 7/3/2022 | 2 - Normal | 2 - Medium | 1 - Excellent |  | 3 - Normal
Penrith Ambulance Station (Superstation) | Penrith Ambulance Station (Superstation) | Ground | 35 | Parking bay 04 |  | Vehicle Battery Charger | 1 | 0 |  | Durst |  | BCS-1225C | A90220012 | [7 empty] | 7/3/2022 | 2 - Normal | 2 - Medium | 1 - Excellent |  | 3 - Normal
Penrith Ambulance Station (Superstation) | Penrith Ambulance Station (Superstation) | Ground | 35 | Parking bay 05 |  | Wallmount Battery Charger | 1 | 0 |  | Durst |  | BCSW - 1225 B | 123716 | [7 empty] | 7/3/2022 | 2 - Normal | 2 - Medium | 1 - Excellent |  | 3 - Normal
Penrith Ambulance Station (Superstation) | Penrith Ambulance Station (Superstation) | Ground | 35 | Parking bay 05 |  | Vehicle Battery Charger | 1 | 0 |  | Durst |  | BCS-1225C | A90817031 | [7 empty] | 7/3/2022 | 2 - Normal | 2 - Medium | 1 - Excellent |  | 3 - Normal
Penrith Ambulance Station (Superstation) | Penrith Ambulance Station (Superstation) | Ground | 35 | Parking bay 06 |  | Wallmount Battery Charger | 1 | 0 |  | Durst |  | BCSW - 1225 B | 123720 | [7 empty] | 7/3/2022 | 2 - Normal | 2 - Medium | 1 - Excellent |  | 3 - Normal
Penrith Ambulance Station (Superstation) | Penrith Ambulance Station (Superstation) | Ground | 35 | Parking bay 06 |  | Vehicle Battery Charger | 1 | 0 |  | Durst |  | BCS-1225C | A90817076 | [7 empty] | 7/3/2022 | 2 - Normal | 2 - Medium | 1 - Excellent |  | 3 - Normal
Penrith Ambulance Station (Superstation) | Penrith Ambulance Station (Superstation) | Ground | 35 | Parking bay 07 |  | Wallmount Battery Charger | 1 | 0 |  | Durst |  | BCSW - 1225 B | 123719 | [7 empty] | 7/3/2022 | 2 - Normal | 2 - Medium | 1 - Excellent |  | 3 - Normal
Penrith Ambulance Station (Superstation) | Penrith Ambulance Station (Superstation) | Ground | 35 | Parking bay 07 |  | Vehicle Battery Charger | 1 | 0 |  | Durst |  | BCS-1225C | A90817075 | [7 empty] | 7/3/2022 | 2 - Normal | 2 - Medium | 1 - Excellent |  | 3 - Normal
Penrith Ambulance Station (Superstation) | Penrith Ambulance Station (Superstation) | Ground | 35 | Parking bay 08 |  | Wallmount Battery Charger | 1 | 0 |  | Durst |  | BCSW - 1225 B | 123377 | [7 empty] | 7/3/2022 | 2 - Normal | 2 - Medium | 1 - Excellent |  | 3 - Normal
Penrith Ambulance Station (Superstation) | Penrith Ambulance Station (Superstation) | Ground | 35 | Parking bay 08 |  | Vehicle Battery Charger | 1 | 0 |  | Durst |  | BCS-1225C | A91216141 | [7 empty] | 7/3/2022 | 2 - Normal | 2 - Medium | 1 - Excellent |  | 3 - Normal
Penrith Ambulance Station (Superstation) | Penrith Ambulance Station (Superstation) | Ground | 35 | Parking bay 09 |  | Wallmount Battery Charger | 1 | 0 |  | Durst |  | BCSW - 1225 B | 123714 | [7 empty] | 7/3/2022 | 2 - Normal | 2 - Medium | 1 - Excellent |  | 3 - Normal
Penrith Ambulance Station (Superstation) | Penrith Ambulance Station (Superstation) | Ground | 35 | Parking bay 09 |  | Vehicle Battery Charger | 1 | 0 |  | Durst |  | BCS-1225C | A90817089 | [7 empty] | 7/3/2022 | 2 - Normal | 2 - Medium | 1 - Excellent |  | 3 - Normal
Penrith Ambulance Station (Superstation) | Penrith Ambulance Station (Superstation) | Ground | 35 | Parking bay 10 |  | Wallmount Battery Charger | 1 | 0 |  | Durst |  | BCSW - 1225 B | 123715 | [7 empty] | 7/3/2022 | 2 - Normal | 2 - Medium | 1 - Excellent |  | 3 - Normal
Penrith Ambulance Station (Superstation) | Penrith Ambulance Station (Superstation) | Ground | 35 | Parking bay 10 |  | Vehicle Battery Charger | 1 | 0 |  | Durst |  | BCS-1225C | A90817032 | [7 empty] | 7/3/2022 | 2 - Normal | 2 - Medium | 1 - Excellent |  | 3 - Normal
Penrith Ambulance Station (Superstation) | Penrith Ambulance Station (Superstation) | Ground | 35 | Parking bay 11 |  | Wallmount Battery Charger | 1 | 0 |  | Durst |  | BCSW - 1225 B | 123717 | [7 empty] | 7/3/2022 | 2 - Normal | 2 - Medium | 1 - Excellent |  | 3 - Normal
Penrith Ambulance Station (Superstation) | Penrith Ambulance Station (Superstation) | Ground | 35 | Parking bay 11 |  | Vehicle Battery Charger | 1 | 0 |  | Durst |  | BCS-1225C | A90817030 | [7 empty] | 7/3/2022 | 2 - Normal | 2 - Medium | 1 - Excellent |  | 3 - Normal
Penrith Ambulance Station (Superstation) | Penrith Ambulance Station (Superstation) | Ground | 35 | Parking bay 12 |  | Wallmount Battery Charger | 1 | 0 |  | Durst |  | BCSW - 1225 B | 123712 | [7 empty] | 7/3/2022 | 2 - Normal | 2 - Medium | 1 - Excellent |  | 3 - Normal
Penrith Ambulance Station (Superstation) | Penrith Ambulance Station (Superstation) | Ground | 35 | Parking bay 12 |  | Vehicle Battery Charger | 1 | 0 |  | Durst |  | BCS-1225C | A90817091 | [7 empty] | 7/3/2022 | 2 - Normal | 2 - Medium | 1 - Excellent |  | 3 - Normal
Penrith Ambulance Station (Superstation) | Penrith Ambulance Station (Superstation) | Ground | 28 | Distribution board |  | RCBO | 24 | 0 |  | Schneider |  | IC60H RCBO C20 | [5 empty] | PEN-0022 |  |  | 7/3/2022 | 2 - Normal | 2 - Medium | 1 - Excellent |  | 3 - Normal
Penrith Ambulance Station (Superstation) | Penrith Ambulance Station (Superstation) | Ground | 28 | Distribution board |  | RCBO | 24 | 0 |  | Schneider |  | IC60H RCBO C20 | [5 empty] | PEN-0022 |  |  | 7/3/2022 | 2 - Normal | 2 - Medium | 1 - Excellent |  | 3 - Normal
Penrith Ambulance Station (Superstation) | Penrith Ambulance Station (Superstation) | Ground | 28 | Distribution board |  | RCBO | 24 | 0 |  | Schneider |  | IC60H RCBO C20 | [5 empty] | PEN-0022 |  |  | 7/3/2022 | 2 - Normal | 2 - Medium | 1 - Excellent |  | 3 - Normal
Penrith Ambulance Station (Superstation) | Penrith Ambulance Station (Superstation) | Ground | 28 | Distribution board |  | RCBO | 24 | 0 |  | Schneider |  | IC60H RCBO C20 | [5 empty] | PEN-0022 |  |  | 7/3/2022 | 2 - Normal | 2 - Medium | 1 - Excellent |  | 3 - Normal
Penrith Ambulance Station (Superstation) | Penrith Ambulance Station (Superstation) | Ground | 28 | Distribution board |  | RCBO | 24 | 0 |  | Schneider |  | IC60H RCBO C20 | [5 empty] | PEN-0022 |  |  | 7/3/2022 | 2 - Normal | 2 - Medium | 1 - Excellent |  | 3 - Normal
Penrith Ambulance Station (Superstation) | Penrith Ambulance Station (Superstation) | Ground | 28 | Distribution board |  | RCBO | 24 | 0 |  | Schneider |  | IC60H RCBO C20 | [5 empty] | PEN-0022 |  |  | 7/3/2022 | 2 - Normal | 2 - Medium | 1 - Excellent |  | 3 - Normal
Penrith Ambulance Station (Superstation) | Penrith Ambulance Station (Superstation) | Ground | 28 | Distribution board |  | RCBO | 24 | 0 |  | Schneider |  | IC60H RCBO C20 | [5 empty] | PEN-0022 |  |  | 7/3/2022 | 2 - Normal | 2 - Medium | 1 - Excellent |  | 3 - Normal
Penrith Ambulance Station (Superstation) | Penrith Ambulance Station (Superstation) | Ground | 28 | Distribution board |  | RCBO | 24 | 0 |  | Schneider |  | IC60H RCBO C20 | [5 empty] | PEN-0022 |  |  | 7/3/2022 | 2 - Normal | 2 - Medium | 1 - Excellent |  | 3 - Normal
Penrith Ambulance Station (Superstation) | Penrith Ambulance Station (Superstation) | Ground | 28 | Distribution board |  | RCBO | 24 | 0 |  | Schneider |  | IC60H RCBO C20 | [5 empty] | PEN-0022 |  |  | 7/3/2022 | 2 - Normal | 2 - Medium | 1 - Excellent |  | 3 - Normal
Penrith Ambulance Station (Superstation) | Penrith Ambulance Station (Superstation) | Ground | 28 | Distribution board |  | RCBO | 24 | 0 |  | Schneider |  | IC60H RCBO C20 | [5 empty] | PEN-0022 |  |  | 7/3/2022 | 2 - Normal | 2 - Medium | 1 - Excellent |  | 3 - Normal
Penrith Ambulance Station (Superstation) | Penrith Ambulance Station (Superstation) | Ground | 28 | Distribution board |  | RCBO | 24 | 0 |  | Schneider |  | IC60H RCBO C20 | [5 empty] | PEN-0022 |  |  | 7/3/2022 | 2 - Normal | 2 - Medium | 1 - Excellent |  | 3 - Normal
Penrith Ambulance Station (Superstation) | Penrith Ambulance Station (Superstation) | Ground | 28 | Distribution board |  | RCBO | 24 | 0 |  | Schneider |  | IC60H RCBO C20 | [5 empty] | PEN-0022 |  |  | 7/3/2022 | 2 - Normal | 2 - Medium | 1 - Excellent |  | 3 - Normal
Penrith Ambulance Station (Superstation) | Penrith Ambulance Station (Superstation) | Ground | 28 | Distribution board |  | RCBO | 24 | 0 |  | Schneider |  | IC60H RCBO C20 | [5 empty] | PEN-0022 |  |  | 7/3/2022 | 2 - Normal | 2 - Medium | 1 - Excellent |  | 3 - Normal
Penrith Ambulance Station (Superstation) | Penrith Ambulance Station (Superstation) | Ground | 28 | Distribution board |  | RCBO | 24 | 0 |  | Schneider |  | IC60H RCBO C20 | [5 empty] | PEN-0022 |  |  | 7/3/2022 | 2 - Normal | 2 - Medium | 1 - Excellent |  | 3 - Normal
Penrith Ambulance Station (Superstation) | Penrith Ambulance Station (Superstation) | Ground | 28 | Distribution board |  | RCBO | 24 | 0 |  | Schneider |  | IC60H RCBO C20 | [5 empty] | PEN-0022 |  |  | 7/3/2022 | 2 - Normal | 2 - Medium | 1 - Excellent |  | 3 - Normal
Penrith Ambulance Station (Superstation) | Penrith Ambulance Station (Superstation) | Ground | 28 | Distribution board |  | RCBO | 24 | 0 |  | Schneider |  | IC60H RCBO C20 | [5 empty] | PEN-0022 |  |  | 7/3/2022 | 2 - Normal | 2 - Medium | 1 - Excellent |  | 3 - Normal
Penrith Ambulance Station (Superstation) | Penrith Ambulance Station (Superstation) | Ground | 28 | Distribution board |  | RCBO | 24 | 0 |  | Schneider |  | IC60H RCBO C20 | [5 empty] | PEN-0022 |  |  | 7/3/2022 | 2 - Normal | 2 - Medium | 1 - Excellent |  | 3 - Normal
Penrith Ambulance Station (Superstation) | Penrith Ambulance Station (Superstation) | Ground | 28 | Distribution board |  | RCBO | 24 | 0 |  | Schneider |  | IC60H RCBO C20 | [5 empty] | PEN-0022 |  |  | 7/3/2022 | 2 - Normal | 2 - Medium | 1 - Excellent |  | 3 - Normal
Penrith Ambulance Station (Superstation) | Penrith Ambulance Station (Superstation) | Ground | 28 | Distribution board |  | RCBO | 24 | 0 |  | Schneider |  | IC60H RCBO C20 | [5 empty] | PEN-0022 |  |  | 7/3/2022 | 2 - Normal | 2 - Medium | 1 - Excellent |  | 3 - Normal
Penrith Ambulance Station (Superstation) | Penrith Ambulance Station (Superstation) | Ground | 28 | Distribution board |  | RCBO | 24 | 0 |  | Schneider |  | IC60H RCBO C20 | [5 empty] | PEN-0022 |  |  | 7/3/2022 | 2 - Normal | 2 - Medium | 1 - Excellent |  | 3 - Normal
Penrith Ambulance Station (Superstation) | Penrith Ambulance Station (Superstation) | Ground | 28 | Distribution board |  | RCBO | 24 | 0 |  | Schneider |  | IC60H RCBO C20 | [5 empty] | PEN-0022 |  |  | 7/3/2022 | 2 - Normal | 2 - Medium | 1 - Excellent |  | 3 - Normal
Penrith Ambulance Station (Superstation) | Penrith Ambulance Station (Superstation) | Ground | 28 | Distribution board |  | RCBO | 24 | 0 |  | Schneider |  | IC60H RCBO C20 | [5 empty] | PEN-0022 |  |  | 7/3/2022 | 2 - Normal | 2 - Medium | 1 - Excellent |  | 3 - Normal
Penrith Ambulance Station (Superstation) | Penrith Ambulance Station (Superstation) | Ground | 28 | Distribution board |  | RCBO | 24 | 0 |  | Schneider |  | IC60H RCBO C20 | [5 empty] | PEN-0022 |  |  | 7/3/2022 | 2 - Normal | 2 - Medium | 1 - Excellent |  | 3 - Normal
Penrith Ambulance Station (Superstation) | Penrith Ambulance Station (Superstation) | Ground | 28 | Distribution board |  | RCBO | 24 | 0 |  | Schneider |  | IC60H RCBO C20 | [5 empty] | PEN-0022 |  |  | 7/3/2022 | 2 - Normal | 2 - Medium | 1 - Excellent |  | 3 - Normal
Penrith Ambulance Station (Superstation) | Penrith Ambulance Station (Superstation) | Ground | 30 | Distribution board |  | RCBO | 76 | 0 |  | Schneider |  | iC60H RCBO C20 | [5 empty] | PEN-0023 |  |  | 7/3/2022 | 2 - Normal | 2 - Medium | 1 - Excellent |  | 3 - Normal
Penrith Ambulance Station (Superstation) | Penrith Ambulance Station (Superstation) | Ground | 30 | Distribution board |  | RCBO | 76 | 0 |  | Schneider |  | iC60H RCBO C20 | [5 empty] | PEN-0023 |  |  | 7/3/2022 | 2 - Normal | 2 - Medium | 1 - Excellent |  | 3 - Normal
Penrith Ambulance Station (Superstation) | Penrith Ambulance Station (Superstation) | Ground | 30 | Distribution board |  | RCBO | 76 | 0 |  | Schneider |  | iC60H RCBO C20 | [5 empty] | PEN-0023 |  |  | 7/3/2022 | 2 - Normal | 2 - Medium | 1 - Excellent |  | 3 - Normal
Penrith Ambulance Station (Superstation) | Penrith Ambulance Station (Superstation) | Ground | 30 | Distribution board |  | RCBO | 76 | 0 |  | Schneider |  | iC60H RCBO C20 | [5 empty] | PEN-0023 |  |  | 7/3/2022 | 2 - Normal | 2 - Medium | 1 - Excellent |  | 3 - Normal
Penrith Ambulance Station (Superstation) | Penrith Ambulance Station (Superstation) | Ground | 30 | Distribution board |  | RCBO | 76 | 0 |  | Schneider |  | iC60H RCBO C20 | [5 empty] | PEN-0023 |  |  | 7/3/2022 | 2 - Normal | 2 - Medium | 1 - Excellent |  | 3 - Normal
Penrith Ambulance Station (Superstation) | Penrith Ambulance Station (Superstation) | Ground | 30 | Distribution board |  | RCBO | 76 | 0 |  | Schneider |  | iC60H RCBO C20 | [5 empty] | PEN-0023 |  |  | 7/3/2022 | 2 - Normal | 2 - Medium | 1 - Excellent |  | 3 - Normal
Penrith Ambulance Station (Superstation) | Penrith Ambulance Station (Superstation) | Ground | 30 | Distribution board |  | RCBO | 76 | 0 |  | Schneider |  | iC60H RCBO C20 | [5 empty] | PEN-0023 |  |  | 7/3/2022 | 2 - Normal | 2 - Medium | 1 - Excellent |  | 3 - Normal
Penrith Ambulance Station (Superstation) | Penrith Ambulance Station (Superstation) | Ground | 30 | Distribution board |  | RCBO | 76 | 0 |  | Schneider |  | iC60H RCBO C20 | [5 empty] | PEN-0023 |  |  | 7/3/2022 | 2 - Normal | 2 - Medium | 1 - Excellent |  | 3 - Normal
Penrith Ambulance Station (Superstation) | Penrith Ambulance Station (Superstation) | Ground | 30 | Distribution board |  | RCBO | 76 | 0 |  | Schneider |  | iC60H RCBO C20 | [5 empty] | PEN-0023 |  |  | 7/3/2022 | 2 - Normal | 2 - Medium | 1 - Excellent |  | 3 - Normal
Penrith Ambulance Station (Superstation) | Penrith Ambulance Station (Superstation) | Ground | 30 | Distribution board |  | RCBO | 76 | 0 |  | Schneider |  | iC60H RCBO C20 | [5 empty] | PEN-0023 |  |  | 7/3/2022 | 2 - Normal | 2 - Medium | 1 - Excellent |  | 3 - Normal
Penrith Ambulance Station (Superstation) | Penrith Ambulance Station (Superstation) | Ground | 30 | Distribution board |  | RCBO | 76 | 0 |  | Schneider |  | iC60H RCBO C20 | [5 empty] | PEN-0023 |  |  | 7/3/2022 | 2 - Normal | 2 - Medium | 1 - Excellent |  | 3 - Normal
Penrith Ambulance Station (Superstation) | Penrith Ambulance Station (Superstation) | Ground | 30 | Distribution board |  | RCBO | 76 | 0 |  | Schneider |  | iC60H RCBO C20 | [5 empty] | PEN-0023 |  |  | 7/3/2022 | 2 - Normal | 2 - Medium | 1 - Excellent |  | 3 - Normal
Penrith Ambulance Station (Superstation) | Penrith Ambulance Station (Superstation) | Ground | 30 | Distribution board |  | RCBO | 76 | 0 |  | Schneider |  | iC60H RCBO C20 | [5 empty] | PEN-0023 |  |  | 7/3/2022 | 2 - Normal | 2 - Medium | 1 - Excellent |  | 3 - Normal
Penrith Ambulance Station (Superstation) | Penrith Ambulance Station (Superstation) | Ground | 30 | Distribution board |  | RCBO | 76 | 0 |  | Schneider |  | iC60H RCBO C20 | [5 empty] | PEN-0023 |  |  | 7/3/2022 | 2 - Normal | 2 - Medium | 1 - Excellent |  | 3 - Normal
Penrith Ambulance Station (Superstation) | Penrith Ambulance Station (Superstation) | Ground | 30 | Distribution board |  | RCBO | 76 | 0 |  | Schneider |  | iC60H RCBO C20 | [5 empty] | PEN-0023 |  |  | 7/3/2022 | 2 - Normal | 2 - Medium | 1 - Excellent |  | 3 - Normal
Penrith Ambulance Station (Superstation) | Penrith Ambulance Station (Superstation) | Ground | 30 | Distribution board |  | RCBO | 76 | 0 |  | Schneider |  | iC60H RCBO C20 | [5 empty] | PEN-0023 |  |  | 7/3/2022 | 2 - Normal | 2 - Medium | 1 - Excellent |  | 3 - Normal
Penrith Ambulance Station (Superstation) | Penrith Ambulance Station (Superstation) | Ground | 30 | Distribution board |  | RCBO | 76 | 0 |  | Schneider |  | iC60H RCBO C20 | [5 empty] | PEN-0023 |  |  | 7/3/2022 | 2 - Normal | 2 - Medium | 1 - Excellent |  | 3 - Normal
Penrith Ambulance Station (Superstation) | Penrith Ambulance Station (Superstation) | Ground | 30 | Distribution board |  | RCBO | 76 | 0 |  | Schneider |  | iC60H RCBO C20 | [5 empty] | PEN-0023 |  |  | 7/3/2022 | 2 - Normal | 2 - Medium | 1 - Excellent |  | 3 - Normal
Penrith Ambulance Station (Superstation) | Penrith Ambulance Station (Superstation) | Ground | 30 | Distribution board |  | RCBO | 76 | 0 |  | Schneider |  | iC60H RCBO C20 | [5 empty] | PEN-0023 |  |  | 7/3/2022 | 2 - Normal | 2 - Medium | 1 - Excellent |  | 3 - Normal
Penrith Ambulance Station (Superstation) | Penrith Ambulance Station (Superstation) | Ground | 30 | Distribution board |  | RCBO | 76 | 0 |  | Schneider |  | iC60H RCBO C20 | [5 empty] | PEN-0023 |  |  | 7/3/2022 | 2 - Normal | 2 - Medium | 1 - Excellent |  | 3 - Normal
Penrith Ambulance Station (Superstation) | Penrith Ambulance Station (Superstation) | Ground | 30 | Distribution board |  | RCBO | 76 | 0 |  | Schneider |  | iC60H RCBO C20 | [5 empty] | PEN-0023 |  |  | 7/3/2022 | 2 - Normal | 2 - Medium | 1 - Excellent |  | 3 - Normal
Penrith Ambulance Station (Superstation) | Penrith Ambulance Station (Superstation) | Ground | 30 | Distribution board |  | RCBO | 76 | 0 |  | Schneider |  | iC60H RCBO C20 | [5 empty] | PEN-0023 |  |  | 7/3/2022 | 2 - Normal | 2 - Medium | 1 - Excellent |  | 3 - Normal
Penrith Ambulance Station (Superstation) | Penrith Ambulance Station (Superstation) | Ground | 30 | Distribution board |  | RCBO | 76 | 0 |  | Schneider |  | iC60H RCBO C20 | [5 empty] | PEN-0023 |  |  | 7/3/2022 | 2 - Normal | 2 - Medium | 1 - Excellent |  | 3 - Normal
Penrith Ambulance Station (Superstation) | Penrith Ambulance Station (Superstation) | Ground | 30 | Distribution board |  | RCBO | 76 | 0 |  | Schneider |  | iC60H RCBO C20 | [5 empty] | PEN-0023 |  |  | 7/3/2022 | 2 - Normal | 2 - Medium | 1 - Excellent |  | 3 - Normal
Penrith Ambulance Station (Superstation) | Penrith Ambulance Station (Superstation) | Ground | 30 | Distribution board |  | RCBO | 76 | 0 |  | Schneider |  | iC60H RCBO C20 | [5 empty] | PEN-0023 |  |  | 7/3/2022 | 2 - Normal | 2 - Medium | 1 - Excellent |  | 3 - Normal
Penrith Ambulance Station (Superstation) | Penrith Ambulance Station (Superstation) | Ground | 30 | Distribution board |  | RCBO | 76 | 0 |  | Schneider |  | iC60H RCBO C20 | [5 empty] | PEN-0023 |  |  | 7/3/2022 | 2 - Normal | 2 - Medium | 1 - Excellent |  | 3 - Normal
Penrith Ambulance Station (Superstation) | Penrith Ambulance Station (Superstation) | Ground | 30 | Distribution board |  | RCBO | 76 | 0 |  | Schneider |  | iC60H RCBO C20 | [5 empty] | PEN-0023 |  |  | 7/3/2022 | 2 - Normal | 2 - Medium | 1 - Excellent |  | 3 - Normal
Penrith Ambulance Station (Superstation) | Penrith Ambulance Station (Superstation) | Ground | 30 | Distribution board |  | RCBO | 76 | 0 |  | Schneider |  | iC60H RCBO C20 | [5 empty] | PEN-0023 |  |  | 7/3/2022 | 2 - Normal | 2 - Medium | 1 - Excellent |  | 3 - Normal
Penrith Ambulance Station (Superstation) | Penrith Ambulance Station (Superstation) | Ground | 30 | Distribution board |  | RCBO | 76 | 0 |  | Schneider |  | iC60H RCBO C20 | [5 empty] | PEN-0023 |  |  | 7/3/2022 | 2 - Normal | 2 - Medium | 1 - Excellent |  | 3 - Normal
Penrith Ambulance Station (Superstation) | Penrith Ambulance Station (Superstation) | Ground | 30 | Distribution board |  | RCBO | 76 | 0 |  | Schneider |  | iC60H RCBO C20 | [5 empty] | PEN-0023 |  |  | 7/3/2022 | 2 - Normal | 2 - Medium | 1 - Excellent |  | 3 - Normal
Penrith Ambulance Station (Superstation) | Penrith Ambulance Station (Superstation) | Ground | 30 | Distribution board |  | RCBO | 76 | 0 |  | Schneider |  | iC60H RCBO C20 | [5 empty] | PEN-0023 |  |  | 7/3/2022 | 2 - Normal | 2 - Medium | 1 - Excellent |  | 3 - Normal
Penrith Ambulance Station (Superstation) | Penrith Ambulance Station (Superstation) | Ground | 30 | Distribution board |  | RCBO | 76 | 0 |  | Schneider |  | iC60H RCBO C20 | [5 empty] | PEN-0023 |  |  | 7/3/2022 | 2 - Normal | 2 - Medium | 1 - Excellent |  | 3 - Normal
Penrith Ambulance Station (Superstation) | Penrith Ambulance Station (Superstation) | Ground | 30 | Distribution board |  | RCBO | 76 | 0 |  | Schneider |  | iC60H RCBO C20 | [5 empty] | PEN-0023 |  |  | 7/3/2022 | 2 - Normal | 2 - Medium | 1 - Excellent |  | 3 - Normal
Penrith Ambulance Station (Superstation) | Penrith Ambulance Station (Superstation) | Ground | 30 | Distribution board |  | RCBO | 76 | 0 |  | Schneider |  | iC60H RCBO C20 | [5 empty] | PEN-0023 |  |  | 7/3/2022 | 2 - Normal | 2 - Medium | 1 - Excellent |  | 3 - Normal
Penrith Ambulance Station (Superstation) | Penrith Ambulance Station (Superstation) | Ground | 30 | Distribution board |  | RCBO | 76 | 0 |  | Schneider |  | iC60H RCBO C20 | [5 empty] | PEN-0023 |  |  | 7/3/2022 | 2 - Normal | 2 - Medium | 1 - Excellent |  | 3 - Normal
Penrith Ambulance Station (Superstation) | Penrith Ambulance Station (Superstation) | Ground | 30 | Distribution board |  | RCBO | 76 | 0 |  | Schneider |  | iC60H RCBO C20 | [5 empty] | PEN-0023 |  |  | 7/3/2022 | 2 - Normal | 2 - Medium | 1 - Excellent |  | 3 - Normal
Penrith Ambulance Station (Superstation) | Penrith Ambulance Station (Superstation) | Ground | 30 | Distribution board |  | RCBO | 76 | 0 |  | Schneider |  | iC60H RCBO C20 | [5 empty] | PEN-0023 |  |  | 7/3/2022 | 2 - Normal | 2 - Medium | 1 - Excellent |  | 3 - Normal
Penrith Ambulance Station (Superstation) | Penrith Ambulance Station (Superstation) | Ground | 30 | Distribution board |  | RCBO | 76 | 0 |  | Schneider |  | iC60H RCBO C20 | [5 empty] | PEN-0023 |  |  | 7/3/2022 | 2 - Normal | 2 - Medium | 1 - Excellent |  | 3 - Normal
Penrith Ambulance Station (Superstation) | Penrith Ambulance Station (Superstation) | Ground | 30 | Distribution board |  | RCBO | 76 | 0 |  | Schneider |  | iC60H RCBO C20 | [5 empty] | PEN-0023 |  |  | 7/3/2022 | 2 - Normal | 2 - Medium | 1 - Excellent |  | 3 - Normal
Penrith Ambulance Station (Superstation) | Penrith Ambulance Station (Superstation) | Ground | 30 | Distribution board |  | RCBO | 76 | 0 |  | Schneider |  | iC60H RCBO C20 | [5 empty] | PEN-0023 |  |  | 7/3/2022 | 2 - Normal | 2 - Medium | 1 - Excellent |  | 3 - Normal
Penrith Ambulance Station (Superstation) | Penrith Ambulance Station (Superstation) | Ground | 30 | Distribution board |  | RCBO | 76 | 0 |  | Schneider |  | iC60H RCBO C20 | [5 empty] | PEN-0023 |  |  | 7/3/2022 | 2 - Normal | 2 - Medium | 1 - Excellent |  | 3 - Normal
Penrith Ambulance Station (Superstation) | Penrith Ambulance Station (Superstation) | Ground | 30 | Distribution board |  | RCBO | 76 | 0 |  | Schneider |  | iC60H RCBO C20 | [5 empty] | PEN-0023 |  |  | 7/3/2022 | 2 - Normal | 2 - Medium | 1 - Excellent |  | 3 - Normal
Penrith Ambulance Station (Superstation) | Penrith Ambulance Station (Superstation) | Ground | 30 | Distribution board |  | RCBO | 76 | 0 |  | Schneider |  | iC60H RCBO C20 | [5 empty] | PEN-0023 |  |  | 7/3/2022 | 2 - Normal | 2 - Medium | 1 - Excellent |  | 3 - Normal
Penrith Ambulance Station (Superstation) | Penrith Ambulance Station (Superstation) | Ground | 30 | Distribution board |  | RCBO | 76 | 0 |  | Schneider |  | iC60H RCBO C20 | [5 empty] | PEN-0023 |  |  | 7/3/2022 | 2 - Normal | 2 - Medium | 1 - Excellent |  | 3 - Normal
Penrith Ambulance Station (Superstation) | Penrith Ambulance Station (Superstation) | Ground | 30 | Distribution board |  | RCBO | 76 | 0 |  | Schneider |  | iC60H RCBO C20 | [5 empty] | PEN-0023 |  |  | 7/3/2022 | 2 - Normal | 2 - Medium | 1 - Excellent |  | 3 - Normal
Penrith Ambulance Station (Superstation) | Penrith Ambulance Station (Superstation) | Ground | 30 | Distribution board |  | RCBO | 76 | 0 |  | Schneider |  | iC60H RCBO C20 | [5 empty] | PEN-0023 |  |  | 7/3/2022 | 2 - Normal | 2 - Medium | 1 - Excellent |  | 3 - Normal
Penrith Ambulance Station (Superstation) | Penrith Ambulance Station (Superstation) | Ground | 30 | Distribution board |  | RCBO | 76 | 0 |  | Schneider |  | iC60H RCBO C20 | [5 empty] | PEN-0023 |  |  | 7/3/2022 | 2 - Normal | 2 - Medium | 1 - Excellent |  | 3 - Normal
Penrith Ambulance Station (Superstation) | Penrith Ambulance Station (Superstation) | Ground | 30 | Distribution board |  | RCBO | 76 | 0 |  | Schneider |  | iC60H RCBO C20 | [5 empty] | PEN-0023 |  |  | 7/3/2022 | 2 - Normal | 2 - Medium | 1 - Excellent |  | 3 - Normal
Penrith Ambulance Station (Superstation) | Penrith Ambulance Station (Superstation) | Ground | 30 | Distribution board |  | RCBO | 76 | 0 |  | Schneider |  | iC60H RCBO C20 | [5 empty] | PEN-0023 |  |  | 7/3/2022 | 2 - Normal | 2 - Medium | 1 - Excellent |  | 3 - Normal
Penrith Ambulance Station (Superstation) | Penrith Ambulance Station (Superstation) | Ground | 30 | Distribution board |  | RCBO | 76 | 0 |  | Schneider |  | iC60H RCBO C20 | [5 empty] | PEN-0023 |  |  | 7/3/2022 | 2 - Normal | 2 - Medium | 1 - Excellent |  | 3 - Normal
Penrith Ambulance Station (Superstation) | Penrith Ambulance Station (Superstation) | Ground | 30 | Distribution board |  | RCBO | 76 | 0 |  | Schneider |  | iC60H RCBO C20 | [5 empty] | PEN-0023 |  |  | 7/3/2022 | 2 - Normal | 2 - Medium | 1 - Excellent |  | 3 - Normal
Penrith Ambulance Station (Superstation) | Penrith Ambulance Station (Superstation) | Ground | 30 | Distribution board |  | RCBO | 76 | 0 |  | Schneider |  | iC60H RCBO C20 | [5 empty] | PEN-0023 |  |  | 7/3/2022 | 2 - Normal | 2 - Medium | 1 - Excellent |  | 3 - Normal
Penrith Ambulance Station (Superstation) | Penrith Ambulance Station (Superstation) | Ground | 30 | Distribution board |  | RCBO | 76 | 0 |  | Schneider |  | iC60H RCBO C20 | [5 empty] | PEN-0023 |  |  | 7/3/2022 | 2 - Normal | 2 - Medium | 1 - Excellent |  | 3 - Normal
Penrith Ambulance Station (Superstation) | Penrith Ambulance Station (Superstation) | Ground | 30 | Distribution board |  | RCBO | 76 | 0 |  | Schneider |  | iC60H RCBO C20 | [5 empty] | PEN-0023 |  |  | 7/3/2022 | 2 - Normal | 2 - Medium | 1 - Excellent |  | 3 - Normal
Penrith Ambulance Station (Superstation) | Penrith Ambulance Station (Superstation) | Ground | 30 | Distribution board |  | RCBO | 76 | 0 |  | Schneider |  | iC60H RCBO C20 | [5 empty] | PEN-0023 |  |  | 7/3/2022 | 2 - Normal | 2 - Medium | 1 - Excellent |  | 3 - Normal
Penrith Ambulance Station (Superstation) | Penrith Ambulance Station (Superstation) | Ground | 30 | Distribution board |  | RCBO | 76 | 0 |  | Schneider |  | iC60H RCBO C20 | [5 empty] | PEN-0023 |  |  | 7/3/2022 | 2 - Normal | 2 - Medium | 1 - Excellent |  | 3 - Normal
Penrith Ambulance Station (Superstation) | Penrith Ambulance Station (Superstation) | Ground | 30 | Distribution board |  | RCBO | 76 | 0 |  | Schneider |  | iC60H RCBO C20 | [5 empty] | PEN-0023 |  |  | 7/3/2022 | 2 - Normal | 2 - Medium | 1 - Excellent |  | 3 - Normal
Penrith Ambulance Station (Superstation) | Penrith Ambulance Station (Superstation) | Ground | 30 | Distribution board |  | RCBO | 76 | 0 |  | Schneider |  | iC60H RCBO C20 | [5 empty] | PEN-0023 |  |  | 7/3/2022 | 2 - Normal | 2 - Medium | 1 - Excellent |  | 3 - Normal
Penrith Ambulance Station (Superstation) | Penrith Ambulance Station (Superstation) | Ground | 30 | Distribution board |  | RCBO | 76 | 0 |  | Schneider |  | iC60H RCBO C20 | [5 empty] | PEN-0023 |  |  | 7/3/2022 | 2 - Normal | 2 - Medium | 1 - Excellent |  | 3 - Normal
Penrith Ambulance Station (Superstation) | Penrith Ambulance Station (Superstation) | Ground | 30 | Distribution board |  | RCBO | 76 | 0 |  | Schneider |  | iC60H RCBO C20 | [5 empty] | PEN-0023 |  |  | 7/3/2022 | 2 - Normal | 2 - Medium | 1 - Excellent |  | 3 - Normal
Penrith Ambulance Station (Superstation) | Penrith Ambulance Station (Superstation) | Ground | 30 | Distribution board |  | RCBO | 76 | 0 |  | Schneider |  | iC60H RCBO C20 | [5 empty] | PEN-0023 |  |  | 7/3/2022 | 2 - Normal | 2 - Medium | 1 - Excellent |  | 3 - Normal
Penrith Ambulance Station (Superstation) | Penrith Ambulance Station (Superstation) | Ground | 30 | Distribution board |  | RCBO | 76 | 0 |  | Schneider |  | iC60H RCBO C20 | [5 empty] | PEN-0023 |  |  | 7/3/2022 | 2 - Normal | 2 - Medium | 1 - Excellent |  | 3 - Normal
Penrith Ambulance Station (Superstation) | Penrith Ambulance Station (Superstation) | Ground | 30 | Distribution board |  | RCBO | 76 | 0 |  | Schneider |  | iC60H RCBO C20 | [5 empty] | PEN-0023 |  |  | 7/3/2022 | 2 - Normal | 2 - Medium | 1 - Excellent |  | 3 - Normal
Penrith Ambulance Station (Superstation) | Penrith Ambulance Station (Superstation) | Ground | 30 | Distribution board |  | RCBO | 76 | 0 |  | Schneider |  | iC60H RCBO C20 | [5 empty] | PEN-0023 |  |  | 7/3/2022 | 2 - Normal | 2 - Medium | 1 - Excellent |  | 3 - Normal
Penrith Ambulance Station (Superstation) | Penrith Ambulance Station (Superstation) | Ground | 30 | Distribution board |  | RCBO | 76 | 0 |  | Schneider |  | iC60H RCBO C20 | [5 empty] | PEN-0023 |  |  | 7/3/2022 | 2 - Normal | 2 - Medium | 1 - Excellent |  | 3 - Normal
Penrith Ambulance Station (Superstation) | Penrith Ambulance Station (Superstation) | Ground | 30 | Distribution board |  | RCBO | 76 | 0 |  | Schneider |  | iC60H RCBO C20 | [5 empty] | PEN-0023 |  |  | 7/3/2022 | 2 - Normal | 2 - Medium | 1 - Excellent |  | 3 - Normal
Penrith Ambulance Station (Superstation) | Penrith Ambulance Station (Superstation) | Ground | 30 | Distribution board |  | RCBO | 76 | 0 |  | Schneider |  | iC60H RCBO C20 | [5 empty] | PEN-0023 |  |  | 7/3/2022 | 2 - Normal | 2 - Medium | 1 - Excellent |  | 3 - Normal
Penrith Ambulance Station (Superstation) | Penrith Ambulance Station (Superstation) | Ground | 30 | Distribution board |  | RCBO | 76 | 0 |  | Schneider |  | iC60H RCBO C20 | [5 empty] | PEN-0023 |  |  | 7/3/2022 | 2 - Normal | 2 - Medium | 1 - Excellent |  | 3 - Normal
Penrith Ambulance Station (Superstation) | Penrith Ambulance Station (Superstation) | Ground | 30 | Distribution board |  | RCBO | 76 | 0 |  | Schneider |  | iC60H RCBO C20 | [5 empty] | PEN-0023 |  |  | 7/3/2022 | 2 - Normal | 2 - Medium | 1 - Excellent |  | 3 - Normal
Penrith Ambulance Station (Superstation) | Penrith Ambulance Station (Superstation) | Ground | 30 | Distribution board |  | RCBO | 76 | 0 |  | Schneider |  | iC60H RCBO C20 | [5 empty] | PEN-0023 |  |  | 7/3/2022 | 2 - Normal | 2 - Medium | 1 - Excellent |  | 3 - Normal
Penrith Ambulance Station (Superstation) | Penrith Ambulance Station (Superstation) | Ground | 30 | Distribution board |  | RCBO | 76 | 0 |  | Schneider |  | iC60H RCBO C20 | [5 empty] | PEN-0023 |  |  | 7/3/2022 | 2 - Normal | 2 - Medium | 1 - Excellent |  | 3 - Normal
Penrith Ambulance Station (Superstation) | Penrith Ambulance Station (Superstation) | Ground | 30 | Distribution board |  | RCBO | 76 | 0 |  | Schneider |  | iC60H RCBO C20 | [5 empty] | PEN-0023 |  |  | 7/3/2022 | 2 - Normal | 2 - Medium | 1 - Excellent |  | 3 - Normal
Penrith Ambulance Station (Superstation) | Penrith Ambulance Station (Superstation) | Ground | 30 | Distribution board |  | RCBO | 76 | 0 |  | Schneider |  | iC60H RCBO C20 | [5 empty] | PEN-0023 |  |  | 7/3/2022 | 2 - Normal | 2 - Medium | 1 - Excellent |  | 3 - Normal
Penrith Ambulance Station (Superstation) | Penrith Ambulance Station (Superstation) | Ground | 30 | Distribution board |  | RCBO | 76 | 0 |  | Schneider |  | iC60H RCBO C20 | [5 empty] | PEN-0023 |  |  | 7/3/2022 | 2 - Normal | 2 - Medium | 1 - Excellent |  | 3 - Normal
Penrith Ambulance Station (Superstation) | Penrith Ambulance Station (Superstation) | Ground | 30 | Distribution board |  | RCBO | 76 | 0 |  | Schneider |  | iC60H RCBO C20 | [5 empty] | PEN-0023 |  |  | 7/3/2022 | 2 - Normal | 2 - Medium | 1 - Excellent |  | 3 - Normal
Penrith Ambulance Station (Superstation) | Penrith Ambulance Station (Superstation) | Ground | 30 | Distribution board |  | RCBO | 76 | 0 |  | Schneider |  | iC60H RCBO C20 | [5 empty] | PEN-0023 |  |  | 7/3/2022 | 2 - Normal | 2 - Medium | 1 - Excellent |  | 3 - Normal
Penrith Ambulance Station (Superstation) | Penrith Ambulance Station (Superstation) | Ground | 30 | Distribution board |  | RCBO | 1 | 0 |  | Schneider |  | IC60H RCBO C10 | [5 empty] | PEN-0023 |  |  | 7/3/2022 | 2 - Normal | 2 - Medium | 1 - Excellent |  | 3 - Normal
Young Ambulance Station | Young Ambulance Station | Ground | 2 |  |  | Smoke Detector | 1 | 0 |  | Clipsal | [10 empty] | 14/3/2022 | 2 - Normal | 2 - Medium | 1 - Excellent |  | 3 - Normal
Young Ambulance Station | Young Ambulance Station | Ground | 2 |  |  | Emergency Exit Light (White) | 1 | 0 |  | Clevertronics |  | CBS4LEDS-DIF | [8 empty] | 14/3/2022 | 2 - Normal | 2 - Medium | 1 - Excellent |  | 3 - Normal
Young Ambulance Station | Young Ambulance Station | Ground | 3 |  | YOU-0001 | Safe | 1 | YOU-0001 |  | CMI | [10 empty] | 14/3/2022 | 2 - Normal | 2 - Medium | 1 - Excellent |  | 3 - Normal
Young Ambulance Station | Young Ambulance Station | Ground | 4 | Above exit door to external |  | Emergency Exit Light (Green) | 1 | 0 |  | Clevertronics |  | LED | [8 empty] | 14/3/2022 | 2 - Normal | 2 - Medium | 1 - Excellent |  | 3 - Normal
Young Ambulance Station | Young Ambulance Station | Ground | 4 | Above door to gym space 003 |  | Emergency Exit Light (Green) | 1 | 0 |  | Clevertronics | [10 empty] | 14/3/2022 | 2 - Normal | 2 - Medium | 1 - Excellent |  | 3 - Normal
Young Ambulance Station | Young Ambulance Station | Ground | 4 | Outside of stairs space 005 |  | Emergency Exit Light (White) | 1 | 0 |  | Clevertronics |  | CBS4LEDS-DIF | [8 empty] | 14/3/2022 | 2 - Normal | 2 - Medium | 1 - Excellent |  | 3 - Normal
Young Ambulance Station | Young Ambulance Station | Ground | 4 | Hallway leading to plantroom |  | Emergency Exit Light (White) | 1 | 0 |  | Clevertronics |  | CBS4LEDS-DIF | [8 empty] | 14/3/2022 | 2 - Normal | 2 - Medium | 1 - Excellent |  | 3 - Normal
Young Ambulance Station | Young Ambulance Station | Ground | 5 | Lower stairs |  | Emergency Exit Light (White) | 1 | 0 |  | Clevertronics |  | CBS4LEDS-DIF | [8 empty] | 14/3/2022 | 2 - Normal | 2 - Medium | 1 - Excellent |  | 3 - Normal
Young Ambulance Station | Young Ambulance Station | Ground | 5 | Upper stairs |  | Emergency Exit Light (White) | 1 | 0 |  | Clevertronics |  | CBS4LEDS-DIF | [8 empty] | 14/3/2022 | 2 - Normal | 2 - Medium | 1 - Excellent |  | 3 - Normal
Young Ambulance Station | Young Ambulance Station | Ground | 6 |  |  | Emergency Exit Light (White) | 1 | 0 |  | Clevertronics |  | CWB4LEDS-P | [8 empty] | 14/3/2022 | 2 - Normal | 2 - Medium | 1 - Excellent |  | 3 - Normal
Young Ambulance Station | Young Ambulance Station | Ground | 7 |  |  | Emergency Exit Light (White) | 1 | 0 |  | Clevertronics |  | CWB4LEDS-P | [8 empty] | 14/3/2022 | 2 - Normal | 2 - Medium | 1 - Excellent |  | 3 - Normal
Young Ambulance Station | Young Ambulance Station | Ground | 9 |  | YOU-0002 | EKA controller box | 1 | YOU-0002 | [12 empty] | 14/3/2022 | 2 - Normal | 2 - Medium | 1 - Excellent |  | 3 - Normal
Young Ambulance Station | Young Ambulance Station | Ground | 9 |  | YOU-0003 | Safe | 1 | YOU-0003 |  | Guardall | [10 empty] | 14/3/2022 | 2 - Normal | 2 - Medium | 1 - Excellent |  | 3 - Normal
Young Ambulance Station | Young Ambulance Station | Ground | 9 |  |  | Emergency Exit Light (White) | 1 | 0 |  | Clevertronics |  | CBS4LEDS-DIF | [8 empty] | 14/3/2022 | 2 - Normal | 2 - Medium | 1 - Excellent |  | 3 - Normal
Young Ambulance Station | Young Ambulance Station | Ground | 11 |  | YOU-0004 | A/C Unit Singular | 1 | YOU-0004 |  | Kelvinator |  | Sweep air | [8 empty] | 14/3/2022 | 2 - Normal | 2 - Medium | 5 - Defective |  | 3 - Normal
Young Ambulance Station | Young Ambulance Station | Ground | 11 |  |  | Emergency Exit Light (White) | 1 | 0 |  | Clevertronics |  | CBS4LEDS-DIF | [8 empty] | 14/3/2022 | 2 - Normal | 2 - Medium | 1 - Excellent |  | 3 - Normal
Young Ambulance Station | Young Ambulance Station | Ground | 11 |  |  | Smoke Detector | 1 | 0 |  | Clipsal | [10 empty] | 14/3/2022 | 2 - Normal | 2 - Medium | 1 - Excellent |  | 3 - Normal
Young Ambulance Station | Young Ambulance Station | Ground | 12 |  |  | Emergency Exit Light (White) | 1 | 0 |  | Clevertronics | [10 empty] | 14/3/2022 | 2 - Normal | 2 - Medium | 1 - Excellent |  | 3 - Normal
Young Ambulance Station | Young Ambulance Station | Ground | 12 |  | YOU-0005 | A/C Unit Split (Indoor) | 1 | YOU-0005 |  | Fujitsu |  | ASTG18LVCA | E003009 | [7 empty] | 14/3/2022 | 2 - Normal | 2 - Medium | 1 - Excellent |  | 3 - Normal
Young Ambulance Station | Young Ambulance Station | Ground | 12 |  |  | Emergency Exit Light (White) | 1 | 0 |  | Clevertronics |  | CBS4LEDS-DIF | [8 empty] | 14/3/2022 | 2 - Normal | 2 - Medium | 1 - Excellent |  | 3 - Normal
Young Ambulance Station | Young Ambulance Station | Ground | 13 |  |  | Wallmount Battery Charger | 1 | 0 |  | Durst |  | BCSW - 1225 B | 125028 | [7 empty] | 14/3/2022 | 2 - Normal | 2 - Medium | 1 - Excellent |  | 3 - Normal
Young Ambulance Station | Young Ambulance Station | Ground | 13 |  |  | Vehicle Battery Charger | 1 | 0 |  | Durst |  | BCS-1225C | A90619112 | [7 empty] | 14/3/2022 | 2 - Normal | 2 - Medium | 1 - Excellent |  | 3 - Normal
Young Ambulance Station | Young Ambulance Station | Ground | 13 |  | YOU-0007 | Fie Extinguisher (Powder) | 1 | YOU-0007 | [12 empty] | 14/3/2022 | 2 - Normal | 2 - Medium | 1 - Excellent |  | 3 - Normal
Young Ambulance Station | Young Ambulance Station | Ground | 13 | Front of station | YOU-0006 | Automatic Roller Door | 1 | YOU-0006 |  | Austral Monsoon |  |  |  |  | 2.7 | 5.5 |  |  |  |  | 14/3/2022 | 2 - Normal | 2 - Medium | 3 - Fair |  | 3 - Normal
Young Ambulance Station | Young Ambulance Station | Ground | 13 |  |  | Wallmount Battery Charger | 1 | 0 |  | Durst |  | BCSW - 1225 B | 126301 | [7 empty] | 14/3/2022 | 2 - Normal | 2 - Medium | 1 - Excellent |  | 3 - Normal
Young Ambulance Station | Young Ambulance Station | Ground | 13 |  |  | Vehicle Battery Charger | 1 | 0 |  | Durst |  | BCS-1225C | A90719120 | [7 empty] | 14/3/2022 | 2 - Normal | 2 - Medium | 1 - Excellent |  | 3 - Normal
Young Ambulance Station | Young Ambulance Station | Ground | 13 | Front roller door | YOU-0008 | Automatic Roller Door Motor | 1 | YOU-0008 |  | GRIFCO | 14/10/2002 | MT58001 | H02100704 | [7 empty] | 14/3/2022 | 2 - Normal | 2 - Medium | 3 - Fair |  | 3 - Normal
Young Ambulance Station | Young Ambulance Station | Ground | 13 |  | YOU-0009 | Fire Extinguisher (C02) | 1 | YOU-0009 | [12 empty] | 14/3/2022 | 2 - Normal | 2 - Medium | 1 - Excellent |  | 3 - Normal
Young Ambulance Station | Young Ambulance Station | Ground | 13 |  |  | Wallmount Battery Charger | 1 | 0 |  | Durst |  | BCSW - 1225 BS | [8 empty] | 14/3/2022 | 2 - Normal | 2 - Medium | 1 - Excellent |  | 3 - Normal
Young Ambulance Station | Young Ambulance Station | Ground | 13 |  |  | Vehicle Battery Charger | 1 | 0 |  | Durst |  | BCS-1225C | A91110156 | [7 empty] | 14/3/2022 | 2 - Normal | 2 - Medium | 1 - Excellent |  | 3 - Normal
Young Ambulance Station | Young Ambulance Station | Ground | 13 |  |  | Wallmount Battery Charger | 1 | 0 |  | Durst |  | BCSW - 1225 B | [8 empty] | 14/3/2022 | 2 - Normal | 2 - Medium | 1 - Excellent |  | 3 - Normal
Young Ambulance Station | Young Ambulance Station | Ground | 13 |  |  | Vehicle Battery Charger | 1 | 0 |  | Durst |  | BCS-1225C | A91017159 | [7 empty] | 14/3/2022 | 2 - Normal | 2 - Medium | 1 - Excellent |  | 3 - Normal
Young Ambulance Station | Young Ambulance Station | Ground | 13 |  |  | Smoke Detector | 2 | 0 | [12 empty] | 14/3/2022 | 2 - Normal | 2 - Medium | 1 - Excellent |  | 3 - Normal
Young Ambulance Station | Young Ambulance Station | Ground | 13 |  |  | Smoke Detector | 2 | 0 | [12 empty] | 14/3/2022 | 2 - Normal | 2 - Medium | 1 - Excellent |  | 3 - Normal
Young Ambulance Station | Young Ambulance Station | Ground | 13 |  |  | Emergency Exit Light (White) | 2 | 0 |  | Clevertronics |  | CBS4LEDS-DIF | [8 empty] | 14/3/2022 | 2 - Normal | 2 - Medium | 1 - Excellent |  | 3 - Normal
Young Ambulance Station | Young Ambulance Station | Ground | 13 |  |  | Emergency Exit Light (White) | 2 | 0 |  | Clevertronics |  | CBS4LEDS-DIF | [8 empty] | 14/3/2022 | 2 - Normal | 2 - Medium | 1 - Excellent |  | 3 - Normal
Young Ambulance Station | Young Ambulance Station | Ground | 13 |  | YOU-0012 | Stainless Steel Commercial Sink | 1 | YOU-0012 |  | MIX RITE | [10 empty] | 14/3/2022 | 2 - Normal | 2 - Medium | 1 - Excellent |  | 3 - Normal
Young Ambulance Station | Young Ambulance Station | Ground | 13 |  | YOU-0010 | Fie Extinguisher (Powder) | 1 | YOU-0010 | [12 empty] | 14/3/2022 | 2 - Normal | 2 - Medium | 1 - Excellent |  | 3 - Normal
Young Ambulance Station | Young Ambulance Station | Ground | 13 | Top of plant | YOU-0011 | Automatic Roller Door | 1 | YOU-0011 |  | Austral Monsoon |  |  |  |  | 2.5 | 3.4 |  |  |  |  | 14/3/2022 | 2 - Normal | 2 - Medium | 3 - Fair |  | 3 - Normal
Young Ambulance Station | Young Ambulance Station | Ground | 13 | Top of plant | YOU-0013 | Automatic Roller Door Motor | 1 | YOU-0013 |  | Grifco | 14/10/2002 | MT58001 | H02100095 | [7 empty] | 14/3/2022 | 2 - Normal | 2 - Medium | 3 - Fair |  | 3 - Normal
Young Ambulance Station | Young Ambulance Station | Ground | 14 | Under fire stairs back of station | YOU-0014 | Hot Water Heater | 1 | YOU-0014 |  | Thermann | 16/3/2021 | 250THMB136 | 21031620072H | 250 | [6 empty] | 14/3/2022 | 2 - Normal | 2 - Medium | 1 - Excellent |  | 3 - Normal
Young Ambulance Station | Young Ambulance Station | Ground | 14 | Back of station | YOU-0015 | A/C Unit Split (Outdoor) | 1 | YOU-0015 |  | Fujitsu |  | AOTG18LVC | E003730 | [7 empty] | 14/3/2022 | 2 - Normal | 2 - Medium | 1 - Excellent |  | 3 - Normal
Young Ambulance Station | Young Ambulance Station | Ground | 14 | Next to O2 door back station | YOU-0016 | Generator Transfer Switch | 1 | YOU-0016 |  | Hager | [10 empty] | 14/3/2022 | 2 - Normal | 2 - Medium | 1 - Excellent |  | 3 - Normal
Young Ambulance Station | Young Ambulance Station | Ground | 14 | Next to O2 room back station | YOU-0017 | Main Switchboard | 1 | YOU-0017 |  | B&R | [10 empty] | 14/3/2022 | 2 - Normal | 2 - Medium | 1 - Excellent |  | 3 - Normal
Young Ambulance Station | Young Ambulance Station | Ground | 14 |  |  | RCBO | 4 | 0 |  | NHP |  | M6RCBS1630CAN C16 | [5 empty] | YOU-0017 |  |  | 14/3/2022 | 2 - Normal | 2 - Medium | 1 - Excellent |  | 3 - Normal
Young Ambulance Station | Young Ambulance Station | Ground | 14 |  |  | RCBO | 4 | 0 |  | NHP |  | M6RCBS1630CAN C16 | [5 empty] | YOU-0017 |  |  | 14/3/2022 | 2 - Normal | 2 - Medium | 1 - Excellent |  | 3 - Normal
Young Ambulance Station | Young Ambulance Station | Ground | 14 |  |  | RCBO | 4 | 0 |  | NHP |  | M6RCBS1630CAN C16 | [5 empty] | YOU-0017 |  |  | 14/3/2022 | 2 - Normal | 2 - Medium | 1 - Excellent |  | 3 - Normal
Young Ambulance Station | Young Ambulance Station | Ground | 14 |  |  | RCBO | 4 | 0 |  | NHP |  | M6RCBS1630CAN C16 | [5 empty] | YOU-0017 |  |  | 14/3/2022 | 2 - Normal | 2 - Medium | 1 - Excellent |  | 3 - Normal
Young Ambulance Station | Young Ambulance Station | Ground | 14 |  |  | RCBO | 7 | 0 |  | NHP |  | M6RCBS2030CAN C20 | [5 empty] | YOU-0017 |  |  | 14/3/2022 | 2 - Normal | 2 - Medium | 1 - Excellent |  | 3 - Normal
Young Ambulance Station | Young Ambulance Station | Ground | 14 |  |  | RCBO | 7 | 0 |  | NHP |  | M6RCBS2030CAN C20 | [5 empty] | YOU-0017 |  |  | 14/3/2022 | 2 - Normal | 2 - Medium | 1 - Excellent |  | 3 - Normal
Young Ambulance Station | Young Ambulance Station | Ground | 14 |  |  | RCBO | 7 | 0 |  | NHP |  | M6RCBS2030CAN C20 | [5 empty] | YOU-0017 |  |  | 14/3/2022 | 2 - Normal | 2 - Medium | 1 - Excellent |  | 3 - Normal
Young Ambulance Station | Young Ambulance Station | Ground | 14 |  |  | RCBO | 7 | 0 |  | NHP |  | M6RCBS2030CAN C20 | [5 empty] | YOU-0017 |  |  | 14/3/2022 | 2 - Normal | 2 - Medium | 1 - Excellent |  | 3 - Normal
Young Ambulance Station | Young Ambulance Station | Ground | 14 |  |  | RCBO | 7 | 0 |  | NHP |  | M6RCBS2030CAN C20 | [5 empty] | YOU-0017 |  |  | 14/3/2022 | 2 - Normal | 2 - Medium | 1 - Excellent |  | 3 - Normal
Young Ambulance Station | Young Ambulance Station | Ground | 14 |  |  | RCBO | 7 | 0 |  | NHP |  | M6RCBS2030CAN C20 | [5 empty] | YOU-0017 |  |  | 14/3/2022 | 2 - Normal | 2 - Medium | 1 - Excellent |  | 3 - Normal
Young Ambulance Station | Young Ambulance Station | Ground | 14 |  |  | RCBO | 7 | 0 |  | NHP |  | M6RCBS2030CAN C20 | [5 empty] | YOU-0017 |  |  | 14/3/2022 | 2 - Normal | 2 - Medium | 1 - Excellent |  | 3 - Normal
Young Ambulance Station | Young Ambulance Station | Ground | 14 |  |  | RCBO | 1 | 0 |  | NHP |  | M6RCBS3230CAN C32 | [5 empty] | YOU-0017 |  |  | 14/3/2022 | 2 - Normal | 2 - Medium | 1 - Excellent |  | 3 - Normal
Young Ambulance Station | Young Ambulance Station | Ground | 14 |  |  | RCBO | 1 | 0 |  | NHP |  | M6RCBS2530CAN C25 | [5 empty] | YOU-0017 |  |  | 14/3/2022 | 2 - Normal | 2 - Medium | 1 - Excellent |  | 3 - Normal
Young Ambulance Station | Young Ambulance Station | Ground | 14 |  |  | RCBO | 1 | 0 |  | CBI |  | SE4 C20 | [5 empty] | YOU-0017 |  |  | 14/3/2022 | 2 - Normal | 2 - Medium | 1 - Excellent |  | 3 - Normal
Young Ambulance Station | Young Ambulance Station | Ground | 14 |  |  | RCBO | 1 | 0 |  | CBI |  | SE4 D10 | [5 empty] | YOU-0017 |  |  | 14/3/2022 | 2 - Normal | 2 - Medium | 1 - Excellent |  | 3 - Normal
Young Ambulance Station | Young Ambulance Station | Level 1 | 1 |  | YOU-0018 | Fire Extinguisher (C02) | 1 | YOU-0018 | [12 empty] | 14/3/2022 | 2 - Normal | 2 - Medium | 1 - Excellent |  | 3 - Normal
Young Ambulance Station | Young Ambulance Station | Level 1 | 1 |  |  | Emergency Exit Light (White) | 2 | 0 |  | Clevertronics |  | CBS4LEDS-DIF | [8 empty] | 14/3/2022 | 2 - Normal | 2 - Medium | 1 - Excellent |  | 3 - Normal
Young Ambulance Station | Young Ambulance Station | Level 1 | 1 |  |  | Emergency Exit Light (White) | 2 | 0 |  | Clevertronics |  | CBS4LEDS-DIF | [8 empty] | 14/3/2022 | 2 - Normal | 2 - Medium | 1 - Excellent |  | 3 - Normal
Young Ambulance Station | Young Ambulance Station | Level 1 | 1 |  |  | Emergency Exit Light (Green) | 1 | 0 |  | Clevertronics | [10 empty] | 14/3/2022 | 2 - Normal | 2 - Medium | 1 - Excellent |  | 3 - Normal
Young Ambulance Station | Young Ambulance Station | Level 1 | 1 |  |  | Smoke Detector | 1 | 0 | [12 empty] | 14/3/2022 | 2 - Normal | 2 - Medium | 1 - Excellent |  | 3 - Normal
Young Ambulance Station | Young Ambulance Station | Level 1 | 2 |  |  | Emergency Exit Light (White) | 1 | 0 |  | Clevertronics |  | CWB4LEDS-P | [8 empty] | 14/3/2022 | 2 - Normal | 2 - Medium | 1 - Excellent |  | 3 - Normal
Young Ambulance Station | Young Ambulance Station | Level 1 | 3 |  |  | Emergency Exit Light (White) | 1 | 0 |  | Clevertronics |  | CWB4LEDS-P | [8 empty] | 14/3/2022 | 2 - Normal | 2 - Medium | 1 - Excellent |  | 3 - Normal
Young Ambulance Station | Young Ambulance Station | Level 1 | 4 |  |  | Emergency Exit Light (Green) | 1 | 0 |  | Clevertronics |  | Led | [8 empty] | 14/3/2022 | 2 - Normal | 2 - Medium | 1 - Excellent |  | 3 - Normal
Young Ambulance Station | Young Ambulance Station | Level 1 | 5 |  |  | Emergency Exit Light (White) | 2 | 0 |  | Clevertronics |  | CBS4LEDS-DIF | [8 empty] | 14/3/2022 | 2 - Normal | 2 - Medium | 1 - Excellent |  | 3 - Normal
Young Ambulance Station | Young Ambulance Station | Level 1 | 5 |  |  | Emergency Exit Light (White) | 2 | 0 |  | Clevertronics |  | CBS4LEDS-DIF | [8 empty] | 14/3/2022 | 2 - Normal | 2 - Medium | 1 - Excellent |  | 3 - Normal
Young Ambulance Station | Young Ambulance Station | Level 1 | 7 |  |  | Emergency Exit Light (White) | 1 | 0 |  | Clevertronics |  | CBS4LEDS-DIF | [8 empty] | 14/3/2022 | 2 - Normal | 2 - Medium | 1 - Excellent |  | 3 - Normal
Young Ambulance Station | Young Ambulance Station | Level 1 | 8 |  | YOU-0019 | Fie Extinguisher (Powder) | 1 | YOU-0019 | [12 empty] | 14/3/2022 | 2 - Normal | 2 - Medium | 1 - Excellent |  | 3 - Normal
Young Ambulance Station | Young Ambulance Station | Level 1 | 8 |  | YOU-0020 | Fire Blanket | 1 | YOU-0020 | [12 empty] | 14/3/2022 | 2 - Normal | 2 - Medium | 1 - Excellent |  | 3 - Normal
Young Ambulance Station | Young Ambulance Station | Level 1 | 8 |  |  | Smoke Detector | 1 | 0 |  | Clipsal | [10 empty] | 14/3/2022 | 2 - Normal | 2 - Medium | 1 - Excellent |  | 3 - Normal
Young Ambulance Station | Young Ambulance Station | Level 1 | 8 |  |  | Emergency Exit Light (White) | 1 | 0 |  | Clevertronics |  | CBS4LEDS-DIF | [8 empty] | 14/3/2022 | 2 - Normal | 2 - Medium | 1 - Excellent |  | 3 - Normal
Young Ambulance Station | Young Ambulance Station | Level 1 | 9 |  |  | Emergency Exit Light (White) | 1 | 0 |  | Clevertronics |  | CBS4LEDS-DIF | [8 empty] | 14/3/2022 | 2 - Normal | 2 - Medium | 1 - Excellent |  | 3 - Normal
Young Ambulance Station | Young Ambulance Station | Level 1 | 10 |  |  | A/C Air Package Unit | 1 | 0 |  | Daikin | 5/3/2005 | RY200KUY1 | 4902750 | [7 empty] | 14/3/2022 | 2 - Normal | 2 - Medium | 1 - Excellent |  | 3 - Normal
Young Ambulance Station | Young Ambulance Station | Level 1 | 11 |  |  | Smoke Detector | 1 | 0 |  | Clipsal | [10 empty] | 14/3/2022 | 2 - Normal | 2 - Medium | 1 - Excellent |  | 3 - Normal
Young Ambulance Station | Young Ambulance Station | Level 1 | 11 |  |  | Emergency Exit Light (White) | 1 | 0 |  | Clevertronics |  | CBS4LEDS-DIF | [8 empty] | 14/3/2022 | 2 - Normal | 2 - Medium | 1 - Excellent |  | 3 - Normal
Young Ambulance Station | Young Ambulance Station | Level 1 | 13 |  |  | Emergency Exit Light (White) | 1 | 0 |  | Clevertronics |  | CBS4LEDS-DIF | [8 empty] | 14/3/2022 | 2 - Normal | 2 - Medium | 1 - Excellent |  | 3 - Normal
Young Ambulance Station | Young Ambulance Station | Level 1 | 14 |  |  | Emergency Exit Light (White) | 1 | 0 |  | Clevertronics |  | CBS4LEDS-DIF | [8 empty] | 14/3/2022 | 2 - Normal | 2 - Medium | 1 - Excellent |  | 3 - Normal
Young Ambulance Station | Young Ambulance Station | Level 1 | 15 |  |  | Emergency Exit Light (White) | 1 | 0 |  | Clevertronics |  | CBS4LEDS-DIF | [8 empty] | 14/3/2022 | 2 - Normal | 2 - Medium | 1 - Excellent |  | 3 - Normal
Young Ambulance Station | Young Ambulance Station | Level 1 | 15 |  |  | Emergency Exit Light (White) | 1 | 0 | [12 empty] | 14/3/2022 | 2 - Normal | 2 - Medium | 1 - Excellent |  | 3 - Normal
Boorowa Ambulance Station | Boorowa Ambulance Station | Ground | 1 |  |  | Smoke Detector | 1 | 0 | [12 empty] | 15/3/2022 | 2 - Normal | 2 - Medium | 1 - Excellent |  | 3 - Normal
Boorowa Ambulance Station | Boorowa Ambulance Station | Ground | 2 |  | BRW-0001 | A/C Unit Split (Indoor) | 1 | BRW-0001 |  | Daikin | [10 empty] | 15/3/2022 | 2 - Normal | 2 - Medium | 1 - Excellent |  | 3 - Normal
Boorowa Ambulance Station | Boorowa Ambulance Station | Ground | 2 |  | BRW-0002 | A/C Unit Singular | 1 | BRW-0002 |  | Kelvinator | [10 empty] | 15/3/2022 | 2 - Normal | 2 - Medium | 1 - Excellent |  | 3 - Normal
Boorowa Ambulance Station | Boorowa Ambulance Station | Ground | 3 |  | BRW-0003 | A/C Unit Split (Indoor) | 1 | BRW-0003 |  | Daikin |  | FTXS35GVMA | E020583 | [7 empty] | 15/3/2022 | 2 - Normal | 2 - Medium | 1 - Excellent |  | 3 - Normal
Boorowa Ambulance Station | Boorowa Ambulance Station | Ground | 3 |  | BRW-0004 | EKA controller box | 1 | BRW-0004 | [12 empty] | 15/3/2022 | 2 - Normal | 2 - Medium | 1 - Excellent |  | 3 - Normal
Boorowa Ambulance Station | Boorowa Ambulance Station | Ground | 4 |  | BRW-0005 | Fire Extinguisher (Dry Chemical) | 1 | BRW-0005 | [12 empty] | 15/3/2022 | 2 - Normal | 2 - Medium | 1 - Excellent |  | 3 - Normal
Boorowa Ambulance Station | Boorowa Ambulance Station | Ground | 4 |  |  | Wallmount Battery Charger | 1 | 0 |  | Durst |  | BCSW - 1225 BS | [8 empty] | 15/3/2022 | 2 - Normal | 2 - Medium | 1 - Excellent |  | 3 - Normal
Boorowa Ambulance Station | Boorowa Ambulance Station | Ground | 4 |  |  | Vehicle Battery Charger | 1 | 0 |  | Durst |  | BCS-1225C | A90610631 | [7 empty] | 15/3/2022 | 2 - Normal | 2 - Medium | 1 - Excellent |  | 3 - Normal
Boorowa Ambulance Station | Boorowa Ambulance Station | Ground | 4 | Rear roller motor | BRW-0006 | Automatic Sectional Door Motor | 1 | BRW-0006 |  | Merlin | 29/3/2016 | MT120EVO | 152 | [7 empty] | 15/3/2022 | 2 - Normal | 2 - Medium | 1 - Excellent |  | 3 - Normal
Boorowa Ambulance Station | Boorowa Ambulance Station | Ground | 4 |  | BRW-0007 | Automatic Sectional Door Motor | 1 | BRW-0007 |  | Merlin | 11/8/2020 | MS125MYQ | 221 | [7 empty] | 15/3/2022 | 2 - Normal | 2 - Medium | 1 - Excellent |  | 3 - Normal
Boorowa Ambulance Station | Boorowa Ambulance Station | Ground | 4 |  |  | Wallmount Battery Charger | 1 | 0 |  | Durst |  | BCSW - 1245 B | 125349 | [7 empty] | 15/3/2022 | 2 - Normal | 2 - Medium | 1 - Excellent |  | 3 - Normal
Boorowa Ambulance Station | Boorowa Ambulance Station | Ground | 4 |  |  | Vehicle Battery Charger | 1 | 0 |  | Durst |  | BCS-1245C | A90918054 | [7 empty] | 15/3/2022 | 2 - Normal | 2 - Medium | 1 - Excellent |  | 3 - Normal
Boorowa Ambulance Station | Boorowa Ambulance Station | Ground | 4 |  | BRW-0008 | Main Switchboard | 1 | BRW-0008 | [12 empty] | 15/3/2022 | 2 - Normal | 2 - Medium | 1 - Excellent |  | 3 - Normal
Boorowa Ambulance Station | Boorowa Ambulance Station | Ground | 4 |  |  | RCBO | 1 | 0 |  | General Electric |  | DDCE C20 | [5 empty] | BRW-0008 |  |  | 15/3/2022 | 2 - Normal | 2 - Medium | 1 - Excellent |  | 3 - Normal
Boorowa Ambulance Station | Boorowa Ambulance Station | Ground | 4 |  |  | RCBO | 1 | 0 |  | Hager |  | AD320T C20 | [5 empty] | BRW-0008 |  |  | 15/3/2022 | 2 - Normal | 2 - Medium | 1 - Excellent |  | 3 - Normal
Boorowa Ambulance Station | Boorowa Ambulance Station | Ground | 5 |  | BRW-0009 | Safe | 1 | BRW-0009 |  | CMI | [10 empty] | 15/3/2022 | 2 - Normal | 2 - Medium | 1 - Excellent |  | 3 - Normal
Boorowa Ambulance Station | Boorowa Ambulance Station | Ground | 7 |  | BRW-0010 | Fie Extinguisher (Powder) | 1 | BRW-0010 | [12 empty] | 15/3/2022 | 2 - Normal | 2 - Medium | 1 - Excellent |  | 3 - Normal
Boorowa Ambulance Station | Boorowa Ambulance Station | Ground | 7 |  | BRW-0011 | Fire Blanket | 1 | BRW-0011 | [12 empty] | 15/3/2022 | 2 - Normal | 2 - Medium | 1 - Excellent |  | 3 - Normal
Boorowa Ambulance Station | Boorowa Ambulance Station | Ground | 7 |  |  | Smoke Detector | 1 | 0 | [12 empty] | 15/3/2022 | 2 - Normal | 2 - Medium | 1 - Excellent |  | 3 - Normal
Boorowa Ambulance Station | Boorowa Ambulance Station | Ground | 7 |  | BRW-0012 | A/C Unit Singular | 1 | BRW-0012 |  | Kelvinator |  | KR18WR | [8 empty] | 15/3/2022 | 2 - Normal | 2 - Medium | 1 - Excellent |  | 3 - Normal
Boorowa Ambulance Station | Boorowa Ambulance Station | Ground | 10 |  |  | Smoke Detector | 1 | 0 | [12 empty] | 15/3/2022 | 2 - Normal | 2 - Medium | 1 - Excellent |  | 3 - Normal
Boorowa Ambulance Station | Boorowa Ambulance Station | Ground | 10 |  | BRW-0013 | Safe | 1 | BRW-0013 |  | Guardall | [10 empty] | 15/3/2022 | 2 - Normal | 2 - Medium | 1 - Excellent |  | 3 - Normal
Boorowa Ambulance Station | Boorowa Ambulance Station | Ground | 10 |  | BRW-0014 | A/C Unit Split (Indoor) | 1 | BRW-0014 |  | Daikin |  | FTXS35GVMA | E032439 | [7 empty] | 15/3/2022 | 2 - Normal | 2 - Medium | 1 - Excellent |  | 3 - Normal
Boorowa Ambulance Station | Boorowa Ambulance Station | Ground | 14 |  |  | Smoke Detector | 1 | 0 | [12 empty] | 15/3/2022 | 2 - Normal | 2 - Medium | 1 - Excellent |  | 3 - Normal
Boorowa Ambulance Station | Boorowa Ambulance Station | Ground | 15 |  | BRW-0015 | Fie Extinguisher (Powder) | 1 | BRW-0015 | [12 empty] | 15/3/2022 | 2 - Normal | 2 - Medium | 1 - Excellent |  | 3 - Normal
Boorowa Ambulance Station | Boorowa Ambulance Station | Ground | 15 |  | BRW-0016 | Fire Blanket | 1 | BRW-0016 | [12 empty] | 15/3/2022 | 2 - Normal | 2 - Medium | 1 - Excellent |  | 3 - Normal
Boorowa Ambulance Station | Boorowa Ambulance Station | Ground | 16 |  | BRW-0017 | Hot Water Heater | 1 | BRW-0017 |  | Aqua Max |  | 991250R7 | 6135014 | 250 | [6 empty] | 15/3/2022 | 2 - Normal | 2 - Medium | 1 - Excellent |  | 3 - Normal
Boorowa Ambulance Station | Boorowa Ambulance Station | Ground | 20 | Near back door |  | Irrigation Pump | 1 | 0 |  | Calpeda |  | NGLM 4/A | 2015497827 | [7 empty] | 15/3/2022 | 2 - Normal | 2 - Medium | 1 - Excellent |  | 3 - Normal
Boorowa Ambulance Station | Boorowa Ambulance Station | Ground | 20 | Near back door |  | Irrigation Pump Controller | 1 | 0 |  | Calpeda |  | IDROMAT 5 | [8 empty] | 15/3/2022 | 2 - Normal | 2 - Medium | 1 - Excellent |  | 3 - Normal
Boorowa Ambulance Station | Boorowa Ambulance Station | Ground | 20 |  | BRW-0018 | Rain water tank | 1 | BRW-0018 | [12 empty] | 15/3/2022 | 2 - Normal | 2 - Medium | 1 - Excellent |  | 3 - Normal
Boorowa Ambulance Station | Boorowa Ambulance Station | Ground | 20 | Under awning | BRW-0019 | Safe | 1 | BRW-0019 |  | Sandleford | 1/10/2020 |  | EZA2020013160 | [7 empty] | 15/3/2022 | 2 - Normal | 2 - Medium | 1 - Excellent |  | 3 - Normal
Boorowa Ambulance Station | Boorowa Ambulance Station | Ground | 20 | Under awning | BRW-0020 | Hot Water Heater | 1 | BRW-0020 |  | Dux | 4/7/2014 | 250S136 | 14070430060H | 250 | [6 empty] | 15/3/2022 | 2 - Normal | 2 - Medium | 1 - Excellent |  | 3 - Normal
Boorowa Ambulance Station | Boorowa Ambulance Station | Ground | 20 | On rear garage | BRW-0021 | Fie Extinguisher (Powder) | 1 | BRW-0021 | [12 empty] | 15/3/2022 | 2 - Normal | 2 - Medium | 1 - Excellent |  | 3 - Normal
Boorowa Ambulance Station | Boorowa Ambulance Garage | Ground | 1 |  | BRW-0022 | Distribution Board | 1 | BRW-0022 |  | Clipsal | [10 empty] | 15/3/2022 | 2 - Normal | 2 - Medium | 1 - Excellent |  | 3 - Normal
Boorowa Ambulance Station | Boorowa Ambulance Garage | Ground | 1 |  |  | RCBO | 1 | 0 |  | Hager |  | AD320T C20 | [5 empty] | BRW-0022 |  |  | 15/3/2022 | 2 - Normal | 2 - Medium | 1 - Excellent |  | 3 - Normal
Boorowa Ambulance Station | Boorowa Ambulance Garage | Ground | 1 |  |  | RCBO | 1 | 0 |  | Pulset |  | RCBO/1P10E C10 | [5 empty] | BRW-0022 |  |  | 15/3/2022 | 2 - Normal | 2 - Medium | 1 - Excellent |  | 3 - Normal
Boorowa Ambulance Station | Boorowa Ambulance Station | Ground | 4 | Rear roller door | BRW-0023 | Automatic Sectional Door | 1 | BRW-0023 | [6 empty] | 2.6 | 5.8 |  |  |  |  | 15/3/2022 | 2 - Normal | 2 - Medium | 1 - Excellent |  | 3 - Normal
Boorowa Ambulance Station | Boorowa Ambulance Station | Ground | 4 | Front roller door | BRW-0024 | Automatic Sectional Door | 1 | BRW-0024 |  | B&D |  |  |  |  | 2.6 | 5.8 |  |  |  |  | 15/3/2022 | 2 - Normal | 2 - Medium | 1 - Excellent |  | 3 - Normal
Boorowa Ambulance Station | Boorowa Ambulance Station | Ground | 20 | Side station | BRW-0025 | A/C Unit Split (Outdoor) | 1 | BRW-0025 |  | Daikin |  | RXS35EBVMA | E040992 | [7 empty] | 15/3/2022 | 2 - Normal | 2 - Medium | 1 - Excellent |  | 3 - Normal
Boorowa Ambulance Station | Boorowa Ambulance Station | Ground | 20 | Front porch | BRW-0026 | A/C Unit Split (Outdoor) | 1 | BRW-0026 |  | Daikin | [10 empty] | 15/3/2022 | 2 - Normal | 2 - Medium | 1 - Excellent |  | 3 - Normal
Boorowa Ambulance Station | Boorowa Ambulance Station | Ground | 20 | Front porch | BRW-0027 | A/C Unit Split (Outdoor) | 1 | BRW-0027 |  | Daikin |  | RXS35EBVMA | E037742 | [7 empty] | 15/3/2022 | 2 - Normal | 2 - Medium | 1 - Excellent |  | 3 - Normal
Boorowa Ambulance Station | Boorowa Ambulance Station | Ground | 4 |  |  | Wallmount Battery Charger | 1 | 0 |  | Durst |  | BCSW - 1225 BS | [8 empty] | 15/3/2022 | 2 - Normal | 2 - Medium | 1 - Excellent |  | 3 - Normal
Boorowa Ambulance Station | Boorowa Ambulance Station | Ground | 4 |  |  | Vehicle Battery Charger | 1 | 0 |  | Durst |  | BCS-1225C | [8 empty] | 15/3/2022 | 2 - Normal | 2 - Medium | 1 - Excellent |  | 3 - Normal
Cootamundra Ambulance Station | Cootamundra Ambulance Station | Ground | 1 | Beside entry door | COT-0001 | Fire Indicator Panel (FIP) | 1 | COT-0001 |  | Brooks | 23/7/2020 | [9 empty] | 17/3/2022 | 2 - Normal | 2 - Medium | 1 - Excellent |  | 3 - Normal
Cootamundra Ambulance Station | Cootamundra Ambulance Station | Ground | 1 | Above entry door |  | Emergency Exit Light (Green) | 1 | 0 |  | Clevertronics |  | Cleverfit led | [8 empty] | 17/3/2022 | 2 - Normal | 2 - Medium | 1 - Excellent |  | 3 - Normal
Cootamundra Ambulance Station | Cootamundra Ambulance Station | Ground | 1 |  |  | Smoke Detector | 3 | 0 |  | Brooks | [10 empty] | 17/3/2022 | 2 - Normal | 2 - Medium | 1 - Excellent |  | 3 - Normal
Cootamundra Ambulance Station | Cootamundra Ambulance Station | Ground | 1 |  |  | Smoke Detector | 3 | 0 |  | Brooks | [10 empty] | 17/3/2022 | 2 - Normal | 2 - Medium | 1 - Excellent |  | 3 - Normal
Cootamundra Ambulance Station | Cootamundra Ambulance Station | Ground | 1 |  |  | Smoke Detector | 3 | 0 |  | Brooks | [10 empty] | 17/3/2022 | 2 - Normal | 2 - Medium | 1 - Excellent |  | 3 - Normal
Cootamundra Ambulance Station | Cootamundra Ambulance Station | Ground | 1 |  |  | Emergency Exit Light (Spitfire) | 2 | 0 | [12 empty] | 17/3/2022 | 2 - Normal | 2 - Medium | 1 - Excellent |  | 3 - Normal
Cootamundra Ambulance Station | Cootamundra Ambulance Station | Ground | 1 |  |  | Emergency Exit Light (Spitfire) | 2 | 0 | [12 empty] | 17/3/2022 | 2 - Normal | 2 - Medium | 1 - Excellent |  | 3 - Normal
Cootamundra Ambulance Station | Cootamundra Ambulance Station | Ground | 1 | Centre corridor |  | Emergency Exit Light (Green) | 1 | 0 |  | Clevertronics |  | Cleverfit led | [8 empty] | 17/3/2022 | 2 - Normal | 2 - Medium | 1 - Excellent |  | 3 - Normal
Cootamundra Ambulance Station | Cootamundra Ambulance Station | Ground | 1 | End corridor leading to rear station |  | Emergency Exit Light (Green) | 1 | 0 |  | Clevertronics |  | Cleverfit led | [8 empty] | 17/3/2022 | 2 - Normal | 2 - Medium | 1 - Excellent |  | 3 - Normal
Cootamundra Ambulance Station | Cootamundra Ambulance Station | Ground | 2 |  |  | Smoke Detector | 1 | 0 |  | Brooks | [10 empty] | 17/3/2022 | 2 - Normal | 2 - Medium | 1 - Excellent |  | 3 - Normal
Cootamundra Ambulance Station | Cootamundra Ambulance Station | Ground | 2 |  |  | A/C Cassette | 1 | 0 |  | Daikin | [10 empty] | 17/3/2022 | 2 - Normal | 2 - Medium | 1 - Excellent |  | 3 - Normal
Cootamundra Ambulance Station | Cootamundra Ambulance Station | Ground | 3 |  |  | Smoke Detector | 1 | 0 |  | Brooks | [10 empty] | 17/3/2022 | 2 - Normal | 2 - Medium | 1 - Excellent |  | 3 - Normal
Cootamundra Ambulance Station | Cootamundra Ambulance Station | Ground | 3 |  |  | Emergency Exit Light (Spitfire) | 1 | 0 | [12 empty] | 17/3/2022 | 2 - Normal | 2 - Medium | 1 - Excellent |  | 3 - Normal
Cootamundra Ambulance Station | Cootamundra Ambulance Station | Ground | 3 |  |  | A/C Cassette | 1 | 0 |  | Daikin | [10 empty] | 17/3/2022 | 2 - Normal | 2 - Medium | 1 - Excellent |  | 3 - Normal
Cootamundra Ambulance Station | Cootamundra Ambulance Station | Ground | 4 | Left of admin |  | Wallmount Battery Charger | 1 | 0 |  | Durst |  | BCSW - 1225 B | 125298 | [7 empty] | 17/3/2022 | 2 - Normal | 2 - Medium | 1 - Excellent |  | 3 - Normal
Cootamundra Ambulance Station | Cootamundra Ambulance Station | Ground | 4 | Left of admin |  | Vehicle Battery Charger | 1 | 0 |  | Durst |  | BCS-1225C | A90220051 | [7 empty] | 17/3/2022 | 2 - Normal | 2 - Medium | 1 - Excellent |  | 3 - Normal
Cootamundra Ambulance Station | Cootamundra Ambulance Station | Ground | 4 | Right of admin |  | Wallmount Battery Charger | 1 | 0 |  | Durst |  | BCSW - 1225 B | 125299 | [7 empty] | 17/3/2022 | 2 - Normal | 2 - Medium | 1 - Excellent |  | 3 - Normal
Cootamundra Ambulance Station | Cootamundra Ambulance Station | Ground | 4 | Right of admin |  | Vehicle Battery Charger | 1 | 0 |  | Durst |  | BCS-1225C | A90220050 | [7 empty] | 17/3/2022 | 2 - Normal | 2 - Medium | 1 - Excellent |  | 3 - Normal
Cootamundra Ambulance Station | Cootamundra Ambulance Station | Ground | 4 | Left of medical store | COT-0002 | Fie Extinguisher (Powder) | 1 | COT-0002 | [12 empty] | 17/3/2022 | 2 - Normal | 2 - Medium | 1 - Excellent |  | 3 - Normal
Cootamundra Ambulance Station | Cootamundra Ambulance Station | Ground | 4 | Right of medical store |  | Wallmount Battery Charger | 1 | 0 |  | Durst |  | BCSW - 1225 B | 125300 | [7 empty] | 17/3/2022 | 2 - Normal | 2 - Medium | 1 - Excellent |  | 3 - Normal
Cootamundra Ambulance Station | Cootamundra Ambulance Station | Ground | 4 | Right of medical store |  | Vehicle Battery Charger | 1 | 0 |  | Durst |  | BCS-1225C | A90220021 | [7 empty] | 17/3/2022 | 2 - Normal | 2 - Medium | 1 - Excellent |  | 3 - Normal
Cootamundra Ambulance Station | Cootamundra Ambulance Station | Ground | 4 | Left of delivery |  | Wallmount Battery Charger | 1 | 0 |  | Durst |  | BCSW - 1225 B | 125307 | [7 empty] | 17/3/2022 | 2 - Normal | 2 - Medium | 1 - Excellent |  | 3 - Normal
Cootamundra Ambulance Station | Cootamundra Ambulance Station | Ground | 4 | Left of delivery |  | Vehicle Battery Charger | 1 | 0 |  | Durst |  | BCS-1225C | A90220015 | [7 empty] | 17/3/2022 | 2 - Normal | 2 - Medium | 1 - Excellent |  | 3 - Normal
Cootamundra Ambulance Station | Cootamundra Ambulance Station | Ground | 4 | Opposite Comms | COT-0003 | Fire Extinguisher (C02) | 1 | COT-0003 | [12 empty] | 17/3/2022 | 2 - Normal | 2 - Medium | 1 - Excellent |  | 3 - Normal
Cootamundra Ambulance Station | Cootamundra Ambulance Station | Ground | 4 |  |  | Emergency Exit Light (Green) | 5 | 0 |  | Clevertronics |  | Cleverfit led | [8 empty] | 17/3/2022 | 2 - Normal | 2 - Medium | 1 - Excellent |  | 3 - Normal
Cootamundra Ambulance Station | Cootamundra Ambulance Station | Ground | 4 |  |  | Emergency Exit Light (Green) | 5 | 0 |  | Clevertronics |  | Cleverfit led | [8 empty] | 17/3/2022 | 2 - Normal | 2 - Medium | 1 - Excellent |  | 3 - Normal
Cootamundra Ambulance Station | Cootamundra Ambulance Station | Ground | 4 |  |  | Emergency Exit Light (Green) | 5 | 0 |  | Clevertronics |  | Cleverfit led | [8 empty] | 17/3/2022 | 2 - Normal | 2 - Medium | 1 - Excellent |  | 3 - Normal
Cootamundra Ambulance Station | Cootamundra Ambulance Station | Ground | 4 |  |  | Emergency Exit Light (Green) | 5 | 0 |  | Clevertronics |  | Cleverfit led | [8 empty] | 17/3/2022 | 2 - Normal | 2 - Medium | 1 - Excellent |  | 3 - Normal
Cootamundra Ambulance Station | Cootamundra Ambulance Station | Ground | 4 |  |  | Emergency Exit Light (Green) | 5 | 0 |  | Clevertronics |  | Cleverfit led | [8 empty] | 17/3/2022 | 2 - Normal | 2 - Medium | 1 - Excellent |  | 3 - Normal
Cootamundra Ambulance Station | Cootamundra Ambulance Station | Ground | 4 |  |  | Thermal Heat Detector | 6 | 0 |  | Brooks | [10 empty] | 17/3/2022 | 2 - Normal | 2 - Medium | 1 - Excellent |  | 3 - Normal
Cootamundra Ambulance Station | Cootamundra Ambulance Station | Ground | 4 |  |  | Thermal Heat Detector | 6 | 0 |  | Brooks | [10 empty] | 17/3/2022 | 2 - Normal | 2 - Medium | 1 - Excellent |  | 3 - Normal
Cootamundra Ambulance Station | Cootamundra Ambulance Station | Ground | 4 |  |  | Thermal Heat Detector | 6 | 0 |  | Brooks | [10 empty] | 17/3/2022 | 2 - Normal | 2 - Medium | 1 - Excellent |  | 3 - Normal
Cootamundra Ambulance Station | Cootamundra Ambulance Station | Ground | 4 |  |  | Thermal Heat Detector | 6 | 0 |  | Brooks | [10 empty] | 17/3/2022 | 2 - Normal | 2 - Medium | 1 - Excellent |  | 3 - Normal
Cootamundra Ambulance Station | Cootamundra Ambulance Station | Ground | 4 |  |  | Thermal Heat Detector | 6 | 0 |  | Brooks | [10 empty] | 17/3/2022 | 2 - Normal | 2 - Medium | 1 - Excellent |  | 3 - Normal
Cootamundra Ambulance Station | Cootamundra Ambulance Station | Ground | 4 |  |  | Thermal Heat Detector | 6 | 0 |  | Brooks | [10 empty] | 17/3/2022 | 2 - Normal | 2 - Medium | 1 - Excellent |  | 3 - Normal
Cootamundra Ambulance Station | Cootamundra Ambulance Station | Ground | 4 |  |  | Emergency Exit Light (Spitfire) | 3 | 0 | [12 empty] | 17/3/2022 | 2 - Normal | 2 - Medium | 1 - Excellent |  | 3 - Normal
Cootamundra Ambulance Station | Cootamundra Ambulance Station | Ground | 4 |  |  | Emergency Exit Light (Spitfire) | 3 | 0 | [12 empty] | 17/3/2022 | 2 - Normal | 2 - Medium | 1 - Excellent |  | 3 - Normal
Cootamundra Ambulance Station | Cootamundra Ambulance Station | Ground | 4 |  |  | Emergency Exit Light (Spitfire) | 3 | 0 | [12 empty] | 17/3/2022 | 2 - Normal | 2 - Medium | 1 - Excellent |  | 3 - Normal
Cootamundra Ambulance Station | Cootamundra Ambulance Station | Ground | 4 | Roller door on cleaners cupboard side |  | Automatic Roller Door Motor | 1 | 0 |  | Automatic Technology Australia |  | 14522 axess pro | 8548 | [7 empty] | 17/3/2022 | 2 - Normal | 2 - Medium | 1 - Excellent |  | 3 - Normal
Cootamundra Ambulance Station | Cootamundra Ambulance Station | Ground | 4 | Roller door motor on admin side |  | Automatic Roller Door Motor | 1 | 0 |  | Automatic Technology Australia |  | Axess pro 14522 | 8864 | [7 empty] | 17/3/2022 | 2 - Normal | 2 - Medium | 1 - Excellent |  | 3 - Normal
Cootamundra Ambulance Station | Cootamundra Ambulance Station | Ground | 4 | Roller door on cleaners cupboard side | COT-0004 | Automatic Roller Door | 1 | COT-0004 |  | Austral Monsoon |  |  |  |  | 3.4 | 8 |  |  |  |  | 17/3/2022 | 2 - Normal | 2 - Medium | 1 - Excellent |  | 3 - Normal
Cootamundra Ambulance Station | Cootamundra Ambulance Station | Ground | 4 | Roller door on admin side of plant | COT-0005 | Automatic Roller Door | 1 | COT-0005 |  | Austral Monsoon |  |  |  |  | 3.4 | 8 |  |  |  |  | 17/3/2022 | 2 - Normal | 2 - Medium | 1 - Excellent |  | 3 - Normal
Cootamundra Ambulance Station | Cootamundra Ambulance Station | Ground | 5 |  |  | Thermal Heat Detector | 1 | 0 |  | Brooks | [10 empty] | 17/3/2022 | 2 - Normal | 2 - Medium | 1 - Excellent |  | 3 - Normal
Cootamundra Ambulance Station | Cootamundra Ambulance Station | Ground | 5 |  |  | Emergency Exit Light (Spitfire) | 1 | 0 | [12 empty] | 17/3/2022 | 2 - Normal | 2 - Medium | 1 - Excellent |  | 3 - Normal
Cootamundra Ambulance Station | Cootamundra Ambulance Station | Ground | 5 |  | COT-0006 | TMV | 1 | COT-0006 |  | Australian Valve Group | [10 empty] | 17/3/2022 | 2 - Normal | 2 - Medium | 1 - Excellent |  | 3 - Normal
Cootamundra Ambulance Station | Cootamundra Ambulance Station | Ground | 6 |  |  | Emergency Exit Light (Green) | 1 | 0 |  | Clevertronics |  | Cleverfit led | [8 empty] | 17/3/2022 | 2 - Normal | 2 - Medium | 1 - Excellent |  | 3 - Normal
Cootamundra Ambulance Station | Cootamundra Ambulance Station | Ground | 6 |  |  | Smoke Detector | 1 | 0 |  | Brooks | [10 empty] | 17/3/2022 | 2 - Normal | 2 - Medium | 1 - Excellent |  | 3 - Normal
Cootamundra Ambulance Station | Cootamundra Ambulance Station | Ground | 7 | Single door to comms |  | Fire Door | 1 | 0 |  | North Eastern Door Frames | [10 empty] | 17/3/2022 | 2 - Normal | 2 - Medium | 1 - Excellent |  | 3 - Normal
Cootamundra Ambulance Station | Cootamundra Ambulance Station | Ground | 7 |  |  | Smoke Detector | 1 | 0 | [12 empty] | 17/3/2022 | 2 - Normal | 2 - Medium | 1 - Excellent |  | 3 - Normal
Cootamundra Ambulance Station | Cootamundra Ambulance Station | Ground | 7 |  | COT-0007 | A/C Unit Split (Indoor) | 1 | COT-0007 |  | Daikin |  | FTKM71QVMA | E002472 | [7 empty] | 17/3/2022 | 2 - Normal | 2 - Medium | 1 - Excellent |  | 3 - Normal
Cootamundra Ambulance Station | Cootamundra Ambulance Station | Ground | 8 |  |  | Smoke Detector | 1 | 0 |  | Brooks | [10 empty] | 17/3/2022 | 2 - Normal | 2 - Medium | 1 - Excellent |  | 3 - Normal
Cootamundra Ambulance Station | Cootamundra Ambulance Station | Ground | 9 |  |  | Smoke Detector | 1 | 0 |  | Brooks | [10 empty] | 17/3/2022 | 2 - Normal | 2 - Medium | 1 - Excellent |  | 3 - Normal
Cootamundra Ambulance Station | Cootamundra Ambulance Station | Ground | 9 |  |  | Emergency Exit Light (Spitfire) | 1 | 0 | [12 empty] | 17/3/2022 | 2 - Normal | 2 - Medium | 1 - Excellent |  | 3 - Normal
Cootamundra Ambulance Station | Cootamundra Ambulance Station | Ground | 9 |  |  | A/C Cassette | 1 | 0 |  | Daikin | [10 empty] | 17/3/2022 | 2 - Normal | 2 - Medium | 1 - Excellent |  | 3 - Normal
Cootamundra Ambulance Station | Cootamundra Ambulance Station | Ground | 9 |  |  | Emergency Exit Light (Green) | 1 | 0 |  | Clevertronics |  | Cleverfit led | [8 empty] | 17/3/2022 | 2 - Normal | 2 - Medium | 1 - Excellent |  | 3 - Normal
Cootamundra Ambulance Station | Cootamundra Ambulance Station | Ground | 9 |  |  | A/C Centralized Controller | 1 | 0 |  | Daikin |  | DCM601A51 | 00804F85EA76 | [7 empty] | 17/3/2022 | 2 - Normal | 2 - Medium | 1 - Excellent |  | 3 - Normal
Cootamundra Ambulance Station | Cootamundra Ambulance Station | Ground | 10 |  | COT-0008 | Fie Extinguisher (Powder) | 1 | COT-0008 | [12 empty] | 17/3/2022 | 2 - Normal | 2 - Medium | 1 - Excellent |  | 3 - Normal
Cootamundra Ambulance Station | Cootamundra Ambulance Station | Ground | 10 |  | COT-0009 | Fire Blanket | 1 | COT-0009 | [12 empty] | 17/3/2022 | 2 - Normal | 2 - Medium | 1 - Excellent |  | 3 - Normal
Cootamundra Ambulance Station | Cootamundra Ambulance Station | Ground | 10 | Under sink | COT-0010 | Hot water service | 1 | COT-0010 |  | Billi |  | 904060LCH Quadra 460 | T 06 66 10260 LCH | [7 empty] | 17/3/2022 | 2 - Normal | 2 - Medium | 1 - Excellent |  | 3 - Normal
Cootamundra Ambulance Station | Cootamundra Ambulance Station | Ground | 10 | Above kitchen |  | Thermal Heat Detector | 1 | 0 |  | Brooks | [10 empty] | 17/3/2022 | 2 - Normal | 2 - Medium | 1 - Excellent |  | 3 - Normal
Cootamundra Ambulance Station | Cootamundra Ambulance Station | Ground | 10 |  |  | Emergency Exit Light (Spitfire) | 1 | 0 | [12 empty] | 17/3/2022 | 2 - Normal | 2 - Medium | 1 - Excellent |  | 3 - Normal
Cootamundra Ambulance Station | Cootamundra Ambulance Station | Ground | 10 | Above lounge |  | Smoke Detector | 1 | 0 |  | Brooks | [10 empty] | 17/3/2022 | 2 - Normal | 2 - Medium | 1 - Excellent |  | 3 - Normal
Cootamundra Ambulance Station | Cootamundra Ambulance Station | Ground | 11 |  |  | Emergency Exit Light (Green) | 1 | 0 |  | Clevertronics |  | Cleverfit led | [8 empty] | 17/3/2022 | 2 - Normal | 2 - Medium | 1 - Excellent |  | 3 - Normal
Cootamundra Ambulance Station | Cootamundra Ambulance Station | Ground | 11 |  |  | Smoke Detector | 1 | 0 |  | Brooks | [10 empty] | 17/3/2022 | 2 - Normal | 2 - Medium | 1 - Excellent |  | 3 - Normal
Cootamundra Ambulance Station | Cootamundra Ambulance Station | Ground | 11 |  |  | Emergency Exit Light (Spitfire) | 1 | 0 | [12 empty] | 17/3/2022 | 2 - Normal | 2 - Medium | 1 - Excellent |  | 3 - Normal
Cootamundra Ambulance Station | Cootamundra Ambulance Station | Ground | 12 |  |  | Emergency Exit Light (Spitfire) | 1 | 0 | [12 empty] | 17/3/2022 | 2 - Normal | 2 - Medium | 1 - Excellent |  | 3 - Normal
Cootamundra Ambulance Station | Cootamundra Ambulance Station | Ground | 12 |  |  | Thermal Heat Detector | 1 | 0 |  | Brooks | [10 empty] | 17/3/2022 | 2 - Normal | 2 - Medium | 1 - Excellent |  | 3 - Normal
Cootamundra Ambulance Station | Cootamundra Ambulance Station | Ground | 13 |  |  | Thermal Heat Detector | 1 | 0 |  | Brooks | [10 empty] | 17/3/2022 | 2 - Normal | 2 - Medium | 1 - Excellent |  | 3 - Normal
Cootamundra Ambulance Station | Cootamundra Ambulance Station | Ground | 14 |  |  | Thermal Heat Detector | 1 | 0 |  | Brooks | [10 empty] | 17/3/2022 | 2 - Normal | 2 - Medium | 1 - Excellent |  | 3 - Normal
Cootamundra Ambulance Station | Cootamundra Ambulance Station | Ground | 15 |  |  | Thermal Heat Detector | 1 | 0 |  | Brooks | [10 empty] | 17/3/2022 | 2 - Normal | 2 - Medium | 1 - Excellent |  | 3 - Normal
Cootamundra Ambulance Station | Cootamundra Ambulance Station | Ground | 15 |  | COT-0011 | TMV | 1 | COT-0011 |  | Australian Valve Group | [10 empty] | 17/3/2022 | 2 - Normal | 2 - Medium | 1 - Excellent |  | 3 - Normal
Cootamundra Ambulance Station | Cootamundra Ambulance Station | Ground | 16 | Entry to relief from corridor |  | Fire Door | 1 | 0 |  | North Eastern Door Frames | [10 empty] | 17/3/2022 | 2 - Normal | 2 - Medium | 1 - Excellent |  | 3 - Normal
Cootamundra Ambulance Station | Cootamundra Ambulance Station | Ground | 16 |  |  | Emergency Exit Light (Spitfire) | 1 | 0 | [12 empty] | 17/3/2022 | 2 - Normal | 2 - Medium | 1 - Excellent |  | 3 - Normal
Cootamundra Ambulance Station | Cootamundra Ambulance Station | Ground | 16 |  |  | Thermal Heat Detector | 1 | 0 | [12 empty] | 17/3/2022 | 2 - Normal | 2 - Medium | 1 - Excellent |  | 3 - Normal
Cootamundra Ambulance Station | Cootamundra Ambulance Station | Ground | 16 |  |  | A/C Cassette | 1 | 0 |  | Daikin | [10 empty] | 17/3/2022 | 2 - Normal | 2 - Medium | 1 - Excellent |  | 3 - Normal
Cootamundra Ambulance Station | Cootamundra Ambulance Station | Ground | 16 |  |  | Fire Blanket | 1 | 0 | [12 empty] | 17/3/2022 | 2 - Normal | 2 - Medium | 1 - Excellent |  | 3 - Normal
Cootamundra Ambulance Station | Cootamundra Ambulance Station | Ground | 16 |  | COT-0013 | Hot water service | 1 | COT-0013 |  | Billi |  | 904060LCH quadra 460 | T 06 66 10258 LCH | [7 empty] | 17/3/2022 | 2 - Normal | 2 - Medium | 1 - Excellent |  | 3 - Normal
Cootamundra Ambulance Station | Cootamundra Ambulance Station | Ground | 3 |  |  | Emergency Exit Light (Green) | 1 | 0 |  | Clevertronics |  | Cleverfit led | [8 empty] | 17/3/2022 | 2 - Normal | 2 - Medium | 1 - Excellent |  | 3 - Normal
Cootamundra Ambulance Station | Cootamundra Ambulance Station | Ground | 3 |  | COT-0014 | Safe | 1 | COT-0014 |  | Guardall | [10 empty] | 17/3/2022 | 2 - Normal | 2 - Medium | 1 - Excellent |  | 3 - Normal
Cootamundra Ambulance Station | Cootamundra Ambulance Station | Ground | 3 |  | COT-0015 | EKA controller box | 1 | COT-0015 | [12 empty] | 17/3/2022 | 2 - Normal | 2 - Medium | 1 - Excellent |  | 3 - Normal
Cootamundra Ambulance Station | Cootamundra Ambulance Station | Ground | 17 |  | COT-0016 | TMV | 1 | COT-0016 |  | Australian Valve Group | [10 empty] | 17/3/2022 | 2 - Normal | 2 - Medium | 1 - Excellent |  | 3 - Normal
Cootamundra Ambulance Station | Cootamundra Ambulance Station | Ground | 17 |  |  | Thermal Heat Detector | 1 | 0 |  | Brooks | [10 empty] | 17/3/2022 | 2 - Normal | 2 - Medium | 1 - Excellent |  | 3 - Normal
Cootamundra Ambulance Station | Cootamundra Ambulance Station | Ground | 17 |  |  | Emergency Exit Light (Spitfire) | 1 | 0 | [12 empty] | 17/3/2022 | 2 - Normal | 2 - Medium | 1 - Excellent |  | 3 - Normal
Cootamundra Ambulance Station | Cootamundra Ambulance Station | Ground | 18 |  |  | Smoke Detector | 1 | 0 |  | Brooks | [10 empty] | 17/3/2022 | 2 - Normal | 2 - Medium | 1 - Excellent |  | 3 - Normal
Cootamundra Ambulance Station | Cootamundra Ambulance Station | Ground | 18 |  | COT-0017 | RPZ | 1 | COT-0017 |  | Zurn |  | 375 RP | B348765 | [7 empty] | 17/3/2022 | 2 - Normal | 2 - Medium | 1 - Excellent |  | 3 - Normal
Cootamundra Ambulance Station | Cootamundra Ambulance Station | Ground | 18 |  | COT-0018 | RPZ | 1 | COT-0018 |  | Zurn |  | 375 RP | B346959 | [7 empty] | 17/3/2022 | 2 - Normal | 2 - Medium | 1 - Excellent |  | 3 - Normal
Cootamundra Ambulance Station | Cootamundra Ambulance Station | Ground | 19 |  | COT-0019 | Main Switchboard | 1 | COT-0019 |  | Aussie Switchboards | 1/5/2020 | [9 empty] | 17/3/2022 | 2 - Normal | 2 - Medium | 1 - Excellent |  | 3 - Normal
Cootamundra Ambulance Station | Cootamundra Ambulance Station | Ground | 19 |  | COT-0020 | Solar Inverter | 1 | COT-0020 |  | Solar edge |  | SE15K | MCG-LB-00171-A | [7 empty] | 17/3/2022 | 2 - Normal | 2 - Medium | 1 - Excellent |  | 3 - Normal
Cootamundra Ambulance Station | Cootamundra Ambulance Station | Ground | 19 |  |  | Smoke Detector | 1 | 0 |  | Brooks | [10 empty] | 17/3/2022 | 2 - Normal | 2 - Medium | 1 - Excellent |  | 3 - Normal
Cootamundra Ambulance Station | Cootamundra Ambulance Station | Ground | 19 |  |  | RCBO | 23 | 0 |  | Schneider Electric |  | iC60N RCBO C20 | [5 empty] | COT-0019 |  |  | 17/3/2022 | 2 - Normal | 2 - Medium | 1 - Excellent |  | 3 - Normal
Cootamundra Ambulance Station | Cootamundra Ambulance Station | Ground | 19 |  |  | RCBO | 23 | 0 |  | Schneider Electric |  | iC60N RCBO C20 | [5 empty] | COT-0019 |  |  | 17/3/2022 | 2 - Normal | 2 - Medium | 1 - Excellent |  | 3 - Normal
Cootamundra Ambulance Station | Cootamundra Ambulance Station | Ground | 19 |  |  | RCBO | 23 | 0 |  | Schneider Electric |  | iC60N RCBO C20 | [5 empty] | COT-0019 |  |  | 17/3/2022 | 2 - Normal | 2 - Medium | 1 - Excellent |  | 3 - Normal
Cootamundra Ambulance Station | Cootamundra Ambulance Station | Ground | 19 |  |  | RCBO | 23 | 0 |  | Schneider Electric |  | iC60N RCBO C20 | [5 empty] | COT-0019 |  |  | 17/3/2022 | 2 - Normal | 2 - Medium | 1 - Excellent |  | 3 - Normal
Cootamundra Ambulance Station | Cootamundra Ambulance Station | Ground | 19 |  |  | RCBO | 23 | 0 |  | Schneider Electric |  | iC60N RCBO C20 | [5 empty] | COT-0019 |  |  | 17/3/2022 | 2 - Normal | 2 - Medium | 1 - Excellent |  | 3 - Normal
Cootamundra Ambulance Station | Cootamundra Ambulance Station | Ground | 19 |  |  | RCBO | 23 | 0 |  | Schneider Electric |  | iC60N RCBO C20 | [5 empty] | COT-0019 |  |  | 17/3/2022 | 2 - Normal | 2 - Medium | 1 - Excellent |  | 3 - Normal
Cootamundra Ambulance Station | Cootamundra Ambulance Station | Ground | 19 |  |  | RCBO | 23 | 0 |  | Schneider Electric |  | iC60N RCBO C20 | [5 empty] | COT-0019 |  |  | 17/3/2022 | 2 - Normal | 2 - Medium | 1 - Excellent |  | 3 - Normal
Cootamundra Ambulance Station | Cootamundra Ambulance Station | Ground | 19 |  |  | RCBO | 23 | 0 |  | Schneider Electric |  | iC60N RCBO C20 | [5 empty] | COT-0019 |  |  | 17/3/2022 | 2 - Normal | 2 - Medium | 1 - Excellent |  | 3 - Normal
Cootamundra Ambulance Station | Cootamundra Ambulance Station | Ground | 19 |  |  | RCBO | 23 | 0 |  | Schneider Electric |  | iC60N RCBO C20 | [5 empty] | COT-0019 |  |  | 17/3/2022 | 2 - Normal | 2 - Medium | 1 - Excellent |  | 3 - Normal
Cootamundra Ambulance Station | Cootamundra Ambulance Station | Ground | 19 |  |  | RCBO | 23 | 0 |  | Schneider Electric |  | iC60N RCBO C20 | [5 empty] | COT-0019 |  |  | 17/3/2022 | 2 - Normal | 2 - Medium | 1 - Excellent |  | 3 - Normal
Cootamundra Ambulance Station | Cootamundra Ambulance Station | Ground | 19 |  |  | RCBO | 23 | 0 |  | Schneider Electric |  | iC60N RCBO C20 | [5 empty] | COT-0019 |  |  | 17/3/2022 | 2 - Normal | 2 - Medium | 1 - Excellent |  | 3 - Normal
Cootamundra Ambulance Station | Cootamundra Ambulance Station | Ground | 19 |  |  | RCBO | 23 | 0 |  | Schneider Electric |  | iC60N RCBO C20 | [5 empty] | COT-0019 |  |  | 17/3/2022 | 2 - Normal | 2 - Medium | 1 - Excellent |  | 3 - Normal
Cootamundra Ambulance Station | Cootamundra Ambulance Station | Ground | 19 |  |  | RCBO | 23 | 0 |  | Schneider Electric |  | iC60N RCBO C20 | [5 empty] | COT-0019 |  |  | 17/3/2022 | 2 - Normal | 2 - Medium | 1 - Excellent |  | 3 - Normal
Cootamundra Ambulance Station | Cootamundra Ambulance Station | Ground | 19 |  |  | RCBO | 23 | 0 |  | Schneider Electric |  | iC60N RCBO C20 | [5 empty] | COT-0019 |  |  | 17/3/2022 | 2 - Normal | 2 - Medium | 1 - Excellent |  | 3 - Normal
Cootamundra Ambulance Station | Cootamundra Ambulance Station | Ground | 19 |  |  | RCBO | 23 | 0 |  | Schneider Electric |  | iC60N RCBO C20 | [5 empty] | COT-0019 |  |  | 17/3/2022 | 2 - Normal | 2 - Medium | 1 - Excellent |  | 3 - Normal
Cootamundra Ambulance Station | Cootamundra Ambulance Station | Ground | 19 |  |  | RCBO | 23 | 0 |  | Schneider Electric |  | iC60N RCBO C20 | [5 empty] | COT-0019 |  |  | 17/3/2022 | 2 - Normal | 2 - Medium | 1 - Excellent |  | 3 - Normal
Cootamundra Ambulance Station | Cootamundra Ambulance Station | Ground | 19 |  |  | RCBO | 23 | 0 |  | Schneider Electric |  | iC60N RCBO C20 | [5 empty] | COT-0019 |  |  | 17/3/2022 | 2 - Normal | 2 - Medium | 1 - Excellent |  | 3 - Normal
Cootamundra Ambulance Station | Cootamundra Ambulance Station | Ground | 19 |  |  | RCBO | 23 | 0 |  | Schneider Electric |  | iC60N RCBO C20 | [5 empty] | COT-0019 |  |  | 17/3/2022 | 2 - Normal | 2 - Medium | 1 - Excellent |  | 3 - Normal
Cootamundra Ambulance Station | Cootamundra Ambulance Station | Ground | 19 |  |  | RCBO | 23 | 0 |  | Schneider Electric |  | iC60N RCBO C20 | [5 empty] | COT-0019 |  |  | 17/3/2022 | 2 - Normal | 2 - Medium | 1 - Excellent |  | 3 - Normal
Cootamundra Ambulance Station | Cootamundra Ambulance Station | Ground | 19 |  |  | RCBO | 23 | 0 |  | Schneider Electric |  | iC60N RCBO C20 | [5 empty] | COT-0019 |  |  | 17/3/2022 | 2 - Normal | 2 - Medium | 1 - Excellent |  | 3 - Normal
Cootamundra Ambulance Station | Cootamundra Ambulance Station | Ground | 19 |  |  | RCBO | 23 | 0 |  | Schneider Electric |  | iC60N RCBO C20 | [5 empty] | COT-0019 |  |  | 17/3/2022 | 2 - Normal | 2 - Medium | 1 - Excellent |  | 3 - Normal
Cootamundra Ambulance Station | Cootamundra Ambulance Station | Ground | 19 |  |  | RCBO | 23 | 0 |  | Schneider Electric |  | iC60N RCBO C20 | [5 empty] | COT-0019 |  |  | 17/3/2022 | 2 - Normal | 2 - Medium | 1 - Excellent |  | 3 - Normal
Cootamundra Ambulance Station | Cootamundra Ambulance Station | Ground | 19 |  |  | RCBO | 23 | 0 |  | Schneider Electric |  | iC60N RCBO C20 | [5 empty] | COT-0019 |  |  | 17/3/2022 | 2 - Normal | 2 - Medium | 1 - Excellent |  | 3 - Normal
Cootamundra Ambulance Station | Cootamundra Ambulance Station | Ground | 19 |  |  | RCBO | 13 | 0 |  | Schneider electric |  | iC60N RCBO C10 | [5 empty] | COT-0019 |  |  | 17/3/2022 | 2 - Normal | 2 - Medium | 1 - Excellent |  | 3 - Normal
Cootamundra Ambulance Station | Cootamundra Ambulance Station | Ground | 19 |  |  | RCBO | 13 | 0 |  | Schneider electric |  | iC60N RCBO C10 | [5 empty] | COT-0019 |  |  | 17/3/2022 | 2 - Normal | 2 - Medium | 1 - Excellent |  | 3 - Normal
Cootamundra Ambulance Station | Cootamundra Ambulance Station | Ground | 19 |  |  | RCBO | 13 | 0 |  | Schneider electric |  | iC60N RCBO C10 | [5 empty] | COT-0019 |  |  | 17/3/2022 | 2 - Normal | 2 - Medium | 1 - Excellent |  | 3 - Normal
Cootamundra Ambulance Station | Cootamundra Ambulance Station | Ground | 19 |  |  | RCBO | 13 | 0 |  | Schneider electric |  | iC60N RCBO C10 | [5 empty] | COT-0019 |  |  | 17/3/2022 | 2 - Normal | 2 - Medium | 1 - Excellent |  | 3 - Normal
Cootamundra Ambulance Station | Cootamundra Ambulance Station | Ground | 19 |  |  | RCBO | 13 | 0 |  | Schneider electric |  | iC60N RCBO C10 | [5 empty] | COT-0019 |  |  | 17/3/2022 | 2 - Normal | 2 - Medium | 1 - Excellent |  | 3 - Normal
Cootamundra Ambulance Station | Cootamundra Ambulance Station | Ground | 19 |  |  | RCBO | 13 | 0 |  | Schneider electric |  | iC60N RCBO C10 | [5 empty] | COT-0019 |  |  | 17/3/2022 | 2 - Normal | 2 - Medium | 1 - Excellent |  | 3 - Normal
Cootamundra Ambulance Station | Cootamundra Ambulance Station | Ground | 19 |  |  | RCBO | 13 | 0 |  | Schneider electric |  | iC60N RCBO C10 | [5 empty] | COT-0019 |  |  | 17/3/2022 | 2 - Normal | 2 - Medium | 1 - Excellent |  | 3 - Normal
Cootamundra Ambulance Station | Cootamundra Ambulance Station | Ground | 19 |  |  | RCBO | 13 | 0 |  | Schneider electric |  | iC60N RCBO C10 | [5 empty] | COT-0019 |  |  | 17/3/2022 | 2 - Normal | 2 - Medium | 1 - Excellent |  | 3 - Normal
Cootamundra Ambulance Station | Cootamundra Ambulance Station | Ground | 19 |  |  | RCBO | 13 | 0 |  | Schneider electric |  | iC60N RCBO C10 | [5 empty] | COT-0019 |  |  | 17/3/2022 | 2 - Normal | 2 - Medium | 1 - Excellent |  | 3 - Normal
Cootamundra Ambulance Station | Cootamundra Ambulance Station | Ground | 19 |  |  | RCBO | 13 | 0 |  | Schneider electric |  | iC60N RCBO C10 | [5 empty] | COT-0019 |  |  | 17/3/2022 | 2 - Normal | 2 - Medium | 1 - Excellent |  | 3 - Normal
Cootamundra Ambulance Station | Cootamundra Ambulance Station | Ground | 19 |  |  | RCBO | 13 | 0 |  | Schneider electric |  | iC60N RCBO C10 | [5 empty] | COT-0019 |  |  | 17/3/2022 | 2 - Normal | 2 - Medium | 1 - Excellent |  | 3 - Normal
Cootamundra Ambulance Station | Cootamundra Ambulance Station | Ground | 19 |  |  | RCBO | 13 | 0 |  | Schneider electric |  | iC60N RCBO C10 | [5 empty] | COT-0019 |  |  | 17/3/2022 | 2 - Normal | 2 - Medium | 1 - Excellent |  | 3 - Normal
Cootamundra Ambulance Station | Cootamundra Ambulance Station | Ground | 19 |  |  | RCBO | 13 | 0 |  | Schneider electric |  | iC60N RCBO C10 | [5 empty] | COT-0019 |  |  | 17/3/2022 | 2 - Normal | 2 - Medium | 1 - Excellent |  | 3 - Normal
Cootamundra Ambulance Station | Cootamundra Ambulance Station | Ground | 20 | Services area | COT-0022 | Mechanical Sercives Switchboard | 1 | COT-0022 |  | NHP | [10 empty] | 17/3/2022 | 2 - Normal | 2 - Medium | 1 - Excellent |  | 3 - Normal
Cootamundra Ambulance Station | Cootamundra Ambulance Station | Ground | 20 | Services area |  | RCBO | 2 | 0 |  | NHP |  | Din-Safe DSRCBH1030A C10 | [5 empty] | COT-0022 |  |  | 17/3/2022 | 2 - Normal | 2 - Medium | 1 - Excellent |  | 3 - Normal
Cootamundra Ambulance Station | Cootamundra Ambulance Station | Ground | 20 | Services area |  | RCBO | 2 | 0 |  | NHP |  | Din-Safe DSRCBH1030A C10 | [5 empty] | COT-0022 |  |  | 17/3/2022 | 2 - Normal | 2 - Medium | 1 - Excellent |  | 3 - Normal
Cootamundra Ambulance Station | Cootamundra Ambulance Station | Ground | 20 | Services area |  | RCBO | 1 | 0 |  | NHP |  | Din-Safe DSRCBH2030A C20 | [5 empty] | COT-0022 |  |  | 17/3/2022 | 2 - Normal | 2 - Medium | 1 - Excellent |  | 3 - Normal
Cootamundra Ambulance Station | Cootamundra Ambulance Station | Ground | 20 | Services area |  | RCBO | 5 | 0 |  | NHP |  | Din-Safe DSRCBH1630A C16 | [5 empty] | COT-0022 |  |  | 17/3/2022 | 2 - Normal | 2 - Medium | 1 - Excellent |  | 3 - Normal
Cootamundra Ambulance Station | Cootamundra Ambulance Station | Ground | 20 | Services area |  | RCBO | 5 | 0 |  | NHP |  | Din-Safe DSRCBH1630A C16 | [5 empty] | COT-0022 |  |  | 17/3/2022 | 2 - Normal | 2 - Medium | 1 - Excellent |  | 3 - Normal
Cootamundra Ambulance Station | Cootamundra Ambulance Station | Ground | 20 | Services area |  | RCBO | 5 | 0 |  | NHP |  | Din-Safe DSRCBH1630A C16 | [5 empty] | COT-0022 |  |  | 17/3/2022 | 2 - Normal | 2 - Medium | 1 - Excellent |  | 3 - Normal
Cootamundra Ambulance Station | Cootamundra Ambulance Station | Ground | 20 | Services area |  | RCBO | 5 | 0 |  | NHP |  | Din-Safe DSRCBH1630A C16 | [5 empty] | COT-0022 |  |  | 17/3/2022 | 2 - Normal | 2 - Medium | 1 - Excellent |  | 3 - Normal
Cootamundra Ambulance Station | Cootamundra Ambulance Station | Ground | 20 | Services area |  | RCBO | 5 | 0 |  | NHP |  | Din-Safe DSRCBH1630A C16 | [5 empty] | COT-0022 |  |  | 17/3/2022 | 2 - Normal | 2 - Medium | 1 - Excellent |  | 3 - Normal
Cootamundra Ambulance Station | Cootamundra Ambulance Station | Ground | 20 | Services area | COT-0021 | A/C Unit Split (Outdoor) | 1 | COT-0021 |  | Daikin |  | RKM71QVMA | E002614 | [7 empty] | 17/3/2022 | 2 - Normal | 2 - Medium | 1 - Excellent |  | 3 - Normal
Cootamundra Ambulance Station | Cootamundra Ambulance Station | Ground | 20 | Services area | COT-0023 | A/C Air Package Unit | 1 | COT-0023 |  | Daikin |  | REYQ12TAY1 | E001402 | [7 empty] | 17/3/2022 | 2 - Normal | 2 - Medium | 1 - Excellent |  | 3 - Normal
Cootamundra Ambulance Station | Cootamundra Ambulance Station | Ground | 20 |  | COT-0024 | Dual Pump Controller | 1 | COT-0024 |  | Grundfos |  | CU542 | [8 empty] | 17/3/2022 | 2 - Normal | 2 - Medium | 1 - Excellent |  | 3 - Normal
Cootamundra Ambulance Station | Cootamundra Ambulance Station | Ground | 20 | Services area | COT-0025 | Hot Water Heater | 1 | COT-0025 |  | Rheem | 21/2/2020 | 491315R8 | 6693298 | 315 | [6 empty] | 17/3/2022 | 2 - Normal | 2 - Medium | 1 - Excellent |  | 3 - Normal
Cootamundra Ambulance Station | Cootamundra Ambulance Station | Ground | 20 | Next to front driveway | COT-0026 | RPZ | 1 | COT-0026 |  | Febco |  | 860L | 7718 | [7 empty] | 17/3/2022 | 2 - Normal | 2 - Medium | 1 - Excellent |  | 3 - Normal
Cootamundra Ambulance Station | Cootamundra Ambulance Wash Bay | Ground | 1 |  | COT-0027 | RPZ | 1 | COT-0027 |  | Zurn |  | 375 RP | B344073 | [7 empty] | 17/3/2022 | 2 - Normal | 2 - Medium | 1 - Excellent |  | 3 - Normal
Cootamundra Ambulance Station | Cootamundra Ambulance Wash Bay | Ground | 1 |  | COT-0028 | RPZ | 1 | COT-0028 |  | Zurn |  | 375 RP | B344413 | [7 empty] | 17/3/2022 | 2 - Normal | 2 - Medium | 1 - Excellent |  | 3 - Normal
Cootamundra Ambulance Station | Cootamundra Ambulance Wash Bay | Ground | 1 |  | COT-0030 | Hot Water Heater | 1 | COT-0030 |  | Rheem | 16/5/2020 | 191050V7 | V110236123 | [7 empty] | 17/3/2022 | 2 - Normal | 2 - Medium | 1 - Excellent |  | 3 - Normal
Cootamundra Ambulance Station | Cootamundra Ambulance Wash Bay | Ground | 1 |  | COT-0029 | TMV | 1 | COT-0029 |  | Australian Valve Group | [10 empty] | 17/3/2022 | 2 - Normal | 2 - Medium | 1 - Excellent |  | 3 - Normal
Cootamundra Ambulance Station | Cootamundra Ambulance Wash Bay | Ground | 1 |  |  | Eye Wash Station | 1 | 0 |  | Enware | [10 empty] | 17/3/2022 | 2 - Normal | 2 - Medium | 1 - Excellent |  | 3 - Normal
Cootamundra Ambulance Station | Cootamundra Ambulance Wash Bay | Ground | 1 |  | COT-0032 | Stainless Steel Commercial Sink | 1 | COT-0032 | [12 empty] | 17/3/2022 | 2 - Normal | 2 - Medium | 1 - Excellent |  | 3 - Normal
Cootamundra Ambulance Station | Cootamundra Ambulance Wash Bay | Ground | 1 |  | COT-0035 | Pressure Cleaner | 1 | COT-0035 |  | Nilfisk |  | SC UNO 4M-140/620 PS | 107340500 | [7 empty] | 17/3/2022 | 2 - Normal | 2 - Medium | 1 - Excellent |  | 3 - Normal
Cootamundra Ambulance Station | Cootamundra Ambulance Wash Bay | Ground | 1 | Door facing station | COT-0034 | Automatic Roller Door | 1 | COT-0034 |  | Austral Monsoon |  |  |  |  | 2.6 | 3.8 |  |  |  |  | 17/3/2022 | 2 - Normal | 2 - Medium | 1 - Excellent |  | 3 - Normal
Cootamundra Ambulance Station | Cootamundra Ambulance Wash Bay | Ground | 1 | Door facing driveway | COT-0033 | Automatic Roller Door | 1 | COT-0033 |  | Austral Monsoon |  |  |  |  | 3.6 | 4.4 |  |  |  |  | 17/3/2022 | 2 - Normal | 2 - Medium | 1 - Excellent |  | 3 - Normal
Cootamundra Ambulance Station | Cootamundra Ambulance Station | Ground | 1 | Facing station |  | Automatic Roller Door Motor | 1 | 0 |  | Automatic Technology Australia |  | Axess pro 14522 | E008922 | [7 empty] | 17/3/2022 | 2 - Normal | 2 - Medium | 1 - Excellent |  | 3 - Normal
Cootamundra Ambulance Station | Cootamundra Ambulance Station | Ground | 1 | Facing driveway |  | Automatic Roller Door Motor | 1 | 0 |  | Automatic Technology Australia |  | Axess pro 14522 | E008902 | [7 empty] | 17/3/2022 | 2 - Normal | 2 - Medium | 1 - Excellent |  | 3 - Normal
Cootamundra Ambulance Station | Cootamundra Ambulance Wash Bay | Ground | 1 |  |  | Thermal Heat Detector | 2 | 0 |  | Brooks | [10 empty] | 17/3/2022 | 2 - Normal | 2 - Medium | 1 - Excellent |  | 3 - Normal
Cootamundra Ambulance Station | Cootamundra Ambulance Wash Bay | Ground | 1 |  |  | Thermal Heat Detector | 2 | 0 |  | Brooks | [10 empty] | 17/3/2022 | 2 - Normal | 2 - Medium | 1 - Excellent |  | 3 - Normal
Cootamundra Ambulance Station | Cootamundra Ambulance Wash Bay | Ground | 1 |  |  | Emergency Exit Light (Spitfire) | 1 | 0 | [12 empty] | 17/3/2022 | 2 - Normal | 2 - Medium | 1 - Excellent |  | 3 - Normal
Cootamundra Ambulance Station | Cootamundra Ambulance Wash Bay | Ground | 2 |  |  | Thermal Heat Detector | 1 | 0 |  | Brooks | [10 empty] | 17/3/2022 | 2 - Normal | 2 - Medium | 1 - Excellent |  | 3 - Normal
Cootamundra Ambulance Station | Cootamundra Ambulance Wash Bay | Ground | 2 |  | COT-0036 | Oil Separator Tank | 1 | COT-0036 |  | Quikflo | 28/11/2012 | KCPS-1000 | 27759-2 | 1,000 | [6 empty] | 17/3/2022 | 2 - Normal | 2 - Medium | 1 - Excellent |  | 3 - Normal
Cootamundra Ambulance Station | Cootamundra Ambulance Wash Bay | Ground | 2 |  | COT-0038 | Diaphragm Pump | 1 | COT-0038 |  | Quikflo | 28/11/2012 | KDS 25-100 | 27290-8 | [7 empty] | 17/3/2022 | 2 - Normal | 2 - Medium | 1 - Excellent |  | 3 - Normal
Cootamundra Ambulance Station | Cootamundra Ambulance Wash Bay | Ground | 2 |  | COT-0037 | Oil Seperator Induction Motor | 1 | COT-0037 |  | ECHTOP |  | T7023A | 1702-132151 | [7 empty] | 17/3/2022 | 2 - Normal | 2 - Medium | 1 - Excellent |  | 3 - Normal
Cootamundra Ambulance Station | Cootamundra Ambulance Wash bay | Ground |  |  |  | Roof Anchor Points | 1 | 0 | [12 empty] | 17/3/2022 | 2 - Normal | 2 - Medium | 1 - Excellent |  | 3 - Normal
Cootamundra Ambulance Station | Cootamundra Ambulance Station | Ground | 20 |  |  | Roof Anchor Points | 1 | 0 | [12 empty] | 17/3/2022 | 2 - Normal | 2 - Medium | 1 - Excellent |  | 3 - Normal |  | Number of anchor points unknown
Cootamundra Ambulance Station | Cootamundra Ambulance Station | Ground | 20 |  | COT-0039 | Generator Supply Inlet Socket | 1 | COT-0039 |  | Clipsal |  | 265/7 series | [8 empty] | 17/3/2022 | 2 - Normal | 2 - Medium | 1 - Excellent |  | 3 - Normal
Yass Ambulance Station (RAIR) | Yass Ambulance Station (RAIR) | Ground | 1 | Above entry door |  | Emergency Exit Light (Green) | 1 | 0 |  | Clevertronics | [10 empty] | 18/3/2022 | 2 - Normal | 2 - Medium | 1 - Excellent |  | 3 - Normal
Yass Ambulance Station (RAIR) | Yass Ambulance Station (RAIR) | Ground | 1 |  | YAS-0001 | Fire Extinguisher (C02) | 1 | YAS-0001 | [12 empty] | 18/3/2022 | 2 - Normal | 2 - Medium | 1 - Excellent |  | 3 - Normal
Yass Ambulance Station (RAIR) | Yass Ambulance Station (RAIR) | Ground | 1 |  | YAS-0002 | Fire Extinguisher (C02) | 1 | YAS-0002 | [12 empty] | 18/3/2022 | 2 - Normal | 2 - Medium | 1 - Excellent |  | 3 - Normal
Yass Ambulance Station (RAIR) | Yass Ambulance Station (RAIR) | Ground | 1 |  |  | Emergency Exit Light (Green) | 1 | 0 |  | Clevertronics | [10 empty] | 18/3/2022 | 2 - Normal | 2 - Medium | 1 - Excellent |  | 3 - Normal
Yass Ambulance Station (RAIR) | Yass Ambulance Station (RAIR) | Ground | 1 |  |  | Smoke Detector | 3 | 0 | [12 empty] | 18/3/2022 | 2 - Normal | 2 - Medium | 1 - Excellent |  | 3 - Normal
Yass Ambulance Station (RAIR) | Yass Ambulance Station (RAIR) | Ground | 1 |  |  | Smoke Detector | 3 | 0 | [12 empty] | 18/3/2022 | 2 - Normal | 2 - Medium | 1 - Excellent |  | 3 - Normal
Yass Ambulance Station (RAIR) | Yass Ambulance Station (RAIR) | Ground | 1 |  |  | Smoke Detector | 3 | 0 | [12 empty] | 18/3/2022 | 2 - Normal | 2 - Medium | 1 - Excellent |  | 3 - Normal
Yass Ambulance Station (RAIR) | Yass Ambulance Station (RAIR) | Ground | 1 |  |  | Emergency Exit Light (Spitfire) | 1 | 0 | [12 empty] | 18/3/2022 | 2 - Normal | 2 - Medium | 1 - Excellent |  | 3 - Normal
Yass Ambulance Station (RAIR) | Yass Ambulance Station (RAIR) | Ground | 2 |  |  | Emergency Exit Light (Spitfire) | 1 | 0 | [12 empty] | 18/3/2022 | 2 - Normal | 2 - Medium | 1 - Excellent |  | 3 - Normal
Yass Ambulance Station (RAIR) | Yass Ambulance Station (RAIR) | Ground | 2 |  |  | Smoke Detector | 1 | 0 | [12 empty] | 18/3/2022 | 2 - Normal | 2 - Medium | 1 - Excellent |  | 3 - Normal
Yass Ambulance Station (RAIR) | Yass Ambulance Station (RAIR) | Ground | 2 | Under sink | YAS-0003 | ZIP Hot Water Service | 1 | YAS-0003 |  | Zip |  | HydroTap G4 BC100/75 | 2.01903E+12 | [7 empty] | 18/3/2022 | 2 - Normal | 2 - Medium | 1 - Excellent |  | 3 - Normal
Yass Ambulance Station (RAIR) | Yass Ambulance Station (RAIR) | Ground | 2 |  |  | A/C Cassette | 1 | 0 |  | Daikin | [10 empty] | 18/3/2022 | 2 - Normal | 2 - Medium | 1 - Excellent |  | 3 - Normal
Yass Ambulance Station (RAIR) | Yass Ambulance Station (RAIR) | Ground | 3 |  | YAS-0004 | TMV | 1 | YAS-0004 |  | Enware |  | Aquablend 1500 | [8 empty] | 18/3/2022 | 2 - Normal | 2 - Medium | 1 - Excellent |  | 3 - Normal
Yass Ambulance Station (RAIR) | Yass Ambulance Station (RAIR) | Ground | 4 |  |  | Emergency Exit Light (Spitfire) | 1 | 0 | [12 empty] | 18/3/2022 | 2 - Normal | 2 - Medium | 1 - Excellent |  | 3 - Normal
Yass Ambulance Station (RAIR) | Yass Ambulance Station (RAIR) | Ground | 4 |  | YAS-0005 | TMV | 1 | YAS-0005 |  | Enware |  | Aquablend 1500 | [8 empty] | 18/3/2022 | 2 - Normal | 2 - Medium | 1 - Excellent |  | 3 - Normal
Yass Ambulance Station (RAIR) | Yass Ambulance Station (RAIR) | Ground | 2 |  |  | Emergency Exit Light (Green) | 1 | 0 |  | Clevertronics | [10 empty] | 18/3/2022 | 2 - Normal | 2 - Medium | 1 - Excellent |  | 3 - Normal
Yass Ambulance Station (RAIR) | Yass Ambulance Station (RAIR) | Ground | 9 |  | YAS-0006 | Fire Blanket | 1 | YAS-0006 | [12 empty] | 18/3/2022 | 2 - Normal | 2 - Medium | 1 - Excellent |  | 3 - Normal
Yass Ambulance Station (RAIR) | Yass Ambulance Station (RAIR) | Ground | 9 |  | YAS-0007 | Fie Extinguisher (Powder) | 1 | YAS-0007 | [12 empty] | 18/3/2022 | 2 - Normal | 2 - Medium | 1 - Excellent |  | 3 - Normal
Yass Ambulance Station (RAIR) | Yass Ambulance Station (RAIR) | Ground | 9 | Under sink | YAS-0008 | ZIP Hot Water Service | 1 | YAS-0008 |  | Zip |  | HydroTap G4 BC100/75 | 2.01903E+12 | [7 empty] | 18/3/2022 | 2 - Normal | 2 - Medium | 1 - Excellent |  | 3 - Normal
Yass Ambulance Station (RAIR) | Yass Ambulance Station (RAIR) | Ground | 9 |  |  | Emergency Exit Light (Green) | 1 | 0 |  | Clevertronics | [10 empty] | 18/3/2022 | 2 - Normal | 2 - Medium | 1 - Excellent |  | 3 - Normal
Yass Ambulance Station (RAIR) | Yass Ambulance Station (RAIR) | Ground | 10 |  |  | A/C Cassette | 1 | 0 |  | Daikin | [10 empty] | 18/3/2022 | 2 - Normal | 2 - Medium | 1 - Excellent |  | 3 - Normal
Yass Ambulance Station (RAIR) | Yass Ambulance Station (RAIR) | Ground | 11 |  | YAS-0009 | A/C Unit Split (Indoor) | 1 | YAS-0009 |  | Daikin |  | FTKM35QVMA | E002579 | [7 empty] | 18/3/2022 | 2 - Normal | 2 - Medium | 1 - Excellent |  | 3 - Normal
Yass Ambulance Station (RAIR) | Yass Ambulance Station (RAIR) | Ground | 11 |  |  | Smoke Detector | 1 | 0 | [12 empty] | 18/3/2022 | 2 - Normal | 2 - Medium | 1 - Excellent |  | 3 - Normal
Yass Ambulance Station (RAIR) | Yass Ambulance Station (RAIR) | Ground | 12 |  | YAS-0010 | Safe | 1 | YAS-0010 |  | Guardall | [10 empty] | 18/3/2022 | 2 - Normal | 2 - Medium | 1 - Excellent |  | 3 - Normal
Yass Ambulance Station (RAIR) | Yass Ambulance Station (RAIR) | Ground | 12 |  |  | A/C Cassette | 1 | 0 |  | Daikin | [10 empty] | 18/3/2022 | 2 - Normal | 2 - Medium | 1 - Excellent |  | 3 - Normal
Yass Ambulance Station (RAIR) | Yass Ambulance Station (RAIR) | Ground | 12 |  | YAS-0011 | EKA controller box | 1 | YAS-0011 | [12 empty] | 18/3/2022 | 2 - Normal | 2 - Medium | 1 - Excellent |  | 3 - Normal
Yass Ambulance Station (RAIR) | Yass Ambulance Station (RAIR) | Ground | 13 |  |  | A/C Cassette | 1 | 0 |  | Daikin | [10 empty] | 18/3/2022 | 2 - Normal | 2 - Medium | 1 - Excellent |  | 3 - Normal
Yass Ambulance Station (RAIR) | Yass Ambulance Station (RAIR) | Ground | 14 |  |  | Emergency Exit Light (Green) | 1 | 0 |  | Clevertronics | [10 empty] | 18/3/2022 | 2 - Normal | 2 - Medium | 1 - Excellent |  | 3 - Normal
Yass Ambulance Station (RAIR) | Yass Ambulance Station (RAIR) | Ground | 15 |  |  | A/C Centralized Controller | 1 | 0 |  | Daikin | [10 empty] | 18/3/2022 | 2 - Normal | 2 - Medium | 1 - Excellent |  | 3 - Normal
Yass Ambulance Station (RAIR) | Yass Ambulance Station (RAIR) | Ground | 15 |  |  | Emergency Exit Light (Green) | 1 | 0 |  | Clevertronics | [10 empty] | 18/3/2022 | 2 - Normal | 2 - Medium | 1 - Excellent |  | 3 - Normal
Yass Ambulance Station (RAIR) | Yass Ambulance Station (RAIR) | Ground | 15 |  |  | A/C Cassette | 1 | 0 |  | Daikin | [10 empty] | 18/3/2022 | 2 - Normal | 2 - Medium | 1 - Excellent |  | 3 - Normal
Yass Ambulance Station (RAIR) | Yass Ambulance Station (RAIR) | Ground | 16 |  |  | Wallmount Battery Charger | 1 | 0 |  | Durst |  | BCSW - 1225 B | 124965 | [7 empty] | 18/3/2022 | 2 - Normal | 2 - Medium | 1 - Excellent |  | 3 - Normal
Yass Ambulance Station (RAIR) | Yass Ambulance Station (RAIR) | Ground | 16 |  |  | Emergency Exit Light (Green) | 4 | 0 |  | Clevertronics | [10 empty] | 18/3/2022 | 2 - Normal | 2 - Medium | 1 - Excellent |  | 3 - Normal
Yass Ambulance Station (RAIR) | Yass Ambulance Station (RAIR) | Ground | 16 |  |  | Emergency Exit Light (Green) | 4 | 0 |  | Clevertronics | [10 empty] | 18/3/2022 | 2 - Normal | 2 - Medium | 1 - Excellent |  | 3 - Normal
Yass Ambulance Station (RAIR) | Yass Ambulance Station (RAIR) | Ground | 16 |  |  | Emergency Exit Light (Green) | 4 | 0 |  | Clevertronics | [10 empty] | 18/3/2022 | 2 - Normal | 2 - Medium | 1 - Excellent |  | 3 - Normal
Yass Ambulance Station (RAIR) | Yass Ambulance Station (RAIR) | Ground | 16 |  |  | Emergency Exit Light (Green) | 4 | 0 |  | Clevertronics | [10 empty] | 18/3/2022 | 2 - Normal | 2 - Medium | 1 - Excellent |  | 3 - Normal
Yass Ambulance Station (RAIR) | Yass Ambulance Station (RAIR) | Ground | 16 |  |  | Emergency Exit Light (White) | 2 | 0 |  | Clevertronics |  | LWB4LEDS-P-ZW | [8 empty] | 18/3/2022 | 2 - Normal | 2 - Medium | 1 - Excellent |  | 3 - Normal
Yass Ambulance Station (RAIR) | Yass Ambulance Station (RAIR) | Ground | 16 |  |  | Emergency Exit Light (White) | 2 | 0 |  | Clevertronics |  | LWB4LEDS-P-ZW | [8 empty] | 18/3/2022 | 2 - Normal | 2 - Medium | 1 - Excellent |  | 3 - Normal
Yass Ambulance Station (RAIR) | Yass Ambulance Station (RAIR) | Ground | 16 |  |  | Thermal Heat Detector | 2 | 0 | [12 empty] | 18/3/2022 | 2 - Normal | 2 - Medium | 1 - Excellent |  | 3 - Normal
Yass Ambulance Station (RAIR) | Yass Ambulance Station (RAIR) | Ground | 16 |  |  | Thermal Heat Detector | 2 | 0 | [12 empty] | 18/3/2022 | 2 - Normal | 2 - Medium | 1 - Excellent |  | 3 - Normal
Yass Ambulance Station (RAIR) | Yass Ambulance Station (RAIR) | Ground | 16 |  |  | Vehicle Battery Charger | 1 | 0 |  | Durst |  | BCS-1225C | A90619006 | [7 empty] | 18/3/2022 | 2 - Normal | 2 - Medium | 1 - Excellent |  | 3 - Normal
Yass Ambulance Station (RAIR) | Yass Ambulance Station (RAIR) | Ground | 16 |  | YAS-0012 | Fie Extinguisher (Powder) | 1 | YAS-0012 | [12 empty] | 18/3/2022 | 2 - Normal | 2 - Medium | 1 - Excellent |  | 3 - Normal
Yass Ambulance Station (RAIR) | Yass Ambulance Station (RAIR) | Ground | 16 |  |  | Wallmount Battery Charger | 1 | 0 |  | Durst |  | BCSW - 1225 B | 124964 | [7 empty] | 18/3/2022 | 2 - Normal | 2 - Medium | 1 - Excellent |  | 3 - Normal
Yass Ambulance Station (RAIR) | Yass Ambulance Station (RAIR) | Ground | 16 |  |  | Vehicle Battery Charger | 1 | 0 |  | Durst |  | BCS-1225C | A90619005 | [7 empty] | 18/3/2022 | 2 - Normal | 2 - Medium | 1 - Excellent |  | 3 - Normal
Yass Ambulance Station (RAIR) | Yass Ambulance Station (RAIR) | Ground | 16 |  | YAS-0013 | Fie Extinguisher (Powder) | 1 | YAS-0013 | [12 empty] | 18/3/2022 | 2 - Normal | 2 - Medium | 1 - Excellent |  | 3 - Normal
Yass Ambulance Station (RAIR) | Yass Ambulance Station (RAIR) | Ground | 16 |  |  | Wallmount Battery Charger | 1 | 0 |  | Durst |  | BCSW - 1225 B | 124966 | [7 empty] | 18/3/2022 | 2 - Normal | 2 - Medium | 1 - Excellent |  | 3 - Normal
Yass Ambulance Station (RAIR) | Yass Ambulance Station (RAIR) | Ground | 16 |  |  | Vehicle Battery Charger | 1 | 0 |  | Durst |  | BCS-1225C | A90619007 | [7 empty] | 18/3/2022 | 2 - Normal | 2 - Medium | 1 - Excellent |  | 3 - Normal
Yass Ambulance Station (RAIR) | Yass Ambulance Station (RAIR) | Ground | 16 |  |  | Wallmount Battery Charger | 1 | 0 |  | Durst |  | BCSW - 1225 B | 124967 | [7 empty] | 18/3/2022 | 2 - Normal | 2 - Medium | 1 - Excellent |  | 3 - Normal
Yass Ambulance Station (RAIR) | Yass Ambulance Station (RAIR) | Ground | 16 |  |  | Vehicle Battery Charger | 1 | 0 |  | Durst |  | BCS-1225C | A90619008 | [7 empty] | 18/3/2022 | 2 - Normal | 2 - Medium | 1 - Excellent |  | 3 - Normal
Yass Ambulance Station (RAIR) | Yass Ambulance Station (RAIR) | Ground | 16 |  | YAS-0014 | Fie Extinguisher (Powder) | 1 | YAS-0014 | [12 empty] | 18/3/2022 | 2 - Normal | 2 - Medium | 1 - Excellent |  | 3 - Normal
Yass Ambulance Station (RAIR) | Yass Ambulance Station (RAIR) | Ground | 16 | Roller door closest to cleaners room | YAS-0015 | Automatic Roller Door | 1 | YAS-0015 | [6 empty] | 3.7 | 7.5 |  |  |  |  | 18/3/2022 | 2 - Normal | 2 - Medium | 1 - Excellent |  | 3 - Normal
Yass Ambulance Station (RAIR) | Yass Ambulance Station (RAIR) | Ground | 16 | Roller door closest to medical store | YAS-0016 | Automatic Roller Door | 1 | YAS-0016 | [6 empty] | 3.7 | 7.5 |  |  |  |  | 18/3/2022 | 2 - Normal | 2 - Medium | 1 - Excellent |  | 3 - Normal
Yass Ambulance Station (RAIR) | Yass Ambulance Station (RAIR) | Ground | 16 | Roller door closest to cleaners room |  | Automatic Roller Door Motor | 1 | 0 |  | Grifco | 22/5/2019 | GSD-SDO | [8 empty] | 18/3/2022 | 2 - Normal | 2 - Medium | 1 - Excellent |  | 3 - Normal
Yass Ambulance Station (RAIR) | Yass Ambulance Station (RAIR) | Ground | 16 | Roller door closer to medical room |  | Automatic Roller Door Motor | 1 | 0 |  | Grifco | 22/5/2019 | GSD-SDO | [8 empty] | 18/3/2022 | 2 - Normal | 2 - Medium | 1 - Excellent |  | 3 - Normal
Yass Ambulance Station (RAIR) | Yass Ambulance Station (RAIR) | Ground | 17 |  |  | Emergency Exit Light (Spitfire) | 1 | 0 | [12 empty] | 18/3/2022 | 2 - Normal | 2 - Medium | 1 - Excellent |  | 3 - Normal
Yass Ambulance Station (RAIR) | Yass Ambulance Station (RAIR) | Ground | 17 |  | YAS-0017 | TMV | 1 | YAS-0017 |  | Enware |  | Aquablend 1500 | [8 empty] | 18/3/2022 | 2 - Normal | 2 - Medium | 1 - Excellent |  | 3 - Normal
Yass Ambulance Station (RAIR) | Yass Ambulance Station (RAIR) | Ground | 19 |  | YAS-0019 | RPZ | 1 | YAS-0019 |  | Valv cheq |  | RP03 | 193940 | [7 empty] | 18/3/2022 | 2 - Normal | 2 - Medium | 1 - Excellent |  | 3 - Normal
Yass Ambulance Station (RAIR) | Yass Ambulance Station (RAIR) | Ground | 19 |  | YAS-0018 | RPZ | 1 | YAS-0018 |  | Valv cheq |  | RP03 | 187811 | [7 empty] | 18/3/2022 | 2 - Normal | 2 - Medium | 1 - Excellent |  | 3 - Normal
Yass Ambulance Station (RAIR) | Yass Ambulance Station (RAIR) | Ground | 20 |  |  | Emergency Exit Light (Green) | 1 | 0 |  | Clevertronics | [10 empty] | 18/3/2022 | 2 - Normal | 2 - Medium | 1 - Excellent |  | 3 - Normal
Yass Ambulance Station (RAIR) | Yass Ambulance Station (RAIR) | Ground | 21 |  |  | Thermal Heat Detector | 1 | 0 | [12 empty] | 18/3/2022 | 2 - Normal | 2 - Medium | 1 - Excellent |  | 3 - Normal
Yass Ambulance Station (RAIR) | Yass Ambulance Station (RAIR) | Ground | 21 |  | YAS-0020 | Fire Extinguisher (C02) | 1 | YAS-0020 | [12 empty] | 18/3/2022 | 2 - Normal | 2 - Medium | 1 - Excellent |  | 3 - Normal
Yass Ambulance Station (RAIR) | Yass Ambulance Station (RAIR) | Ground | 21 |  | YAS-0021 | Main Switchboard | 1 | YAS-0021 |  | Aussie Switchboards | 1/8/2019 | [9 empty] | 18/3/2022 | 2 - Normal | 2 - Medium | 1 - Excellent |  | 3 - Normal
Yass Ambulance Station (RAIR) | Yass Ambulance Station (RAIR) | Ground | 21 |  | YAS-0022 | Solar Inverter | 1 | YAS-0022 |  | Solar edge |  | SE15K-AU0T0BNU4 | SJ4519-07E1799BA-EB | [7 empty] | 18/3/2022 | 2 - Normal | 2 - Medium | 1 - Excellent |  | 3 - Normal
Yass Ambulance Station (RAIR) | Yass Ambulance Station (RAIR) | Ground | 21 |  |  | RCBO | 18 | 0 |  | Schneider electric |  | IC60H RCBO C16 | [5 empty] | YAS-0021 |  |  | 18/3/2022 | 2 - Normal | 2 - Medium | 1 - Excellent |  | 3 - Normal
Yass Ambulance Station (RAIR) | Yass Ambulance Station (RAIR) | Ground | 21 |  |  | RCBO | 18 | 0 |  | Schneider electric |  | IC60H RCBO C16 | [5 empty] | YAS-0021 |  |  | 18/3/2022 | 2 - Normal | 2 - Medium | 1 - Excellent |  | 3 - Normal
Yass Ambulance Station (RAIR) | Yass Ambulance Station (RAIR) | Ground | 21 |  |  | RCBO | 18 | 0 |  | Schneider electric |  | IC60H RCBO C16 | [5 empty] | YAS-0021 |  |  | 18/3/2022 | 2 - Normal | 2 - Medium | 1 - Excellent |  | 3 - Normal
Yass Ambulance Station (RAIR) | Yass Ambulance Station (RAIR) | Ground | 21 |  |  | RCBO | 18 | 0 |  | Schneider electric |  | IC60H RCBO C16 | [5 empty] | YAS-0021 |  |  | 18/3/2022 | 2 - Normal | 2 - Medium | 1 - Excellent |  | 3 - Normal
Yass Ambulance Station (RAIR) | Yass Ambulance Station (RAIR) | Ground | 21 |  |  | RCBO | 18 | 0 |  | Schneider electric |  | IC60H RCBO C16 | [5 empty] | YAS-0021 |  |  | 18/3/2022 | 2 - Normal | 2 - Medium | 1 - Excellent |  | 3 - Normal
Yass Ambulance Station (RAIR) | Yass Ambulance Station (RAIR) | Ground | 21 |  |  | RCBO | 18 | 0 |  | Schneider electric |  | IC60H RCBO C16 | [5 empty] | YAS-0021 |  |  | 18/3/2022 | 2 - Normal | 2 - Medium | 1 - Excellent |  | 3 - Normal
Yass Ambulance Station (RAIR) | Yass Ambulance Station (RAIR) | Ground | 21 |  |  | RCBO | 18 | 0 |  | Schneider electric |  | IC60H RCBO C16 | [5 empty] | YAS-0021 |  |  | 18/3/2022 | 2 - Normal | 2 - Medium | 1 - Excellent |  | 3 - Normal
Yass Ambulance Station (RAIR) | Yass Ambulance Station (RAIR) | Ground | 21 |  |  | RCBO | 18 | 0 |  | Schneider electric |  | IC60H RCBO C16 | [5 empty] | YAS-0021 |  |  | 18/3/2022 | 2 - Normal | 2 - Medium | 1 - Excellent |  | 3 - Normal
Yass Ambulance Station (RAIR) | Yass Ambulance Station (RAIR) | Ground | 21 |  |  | RCBO | 18 | 0 |  | Schneider electric |  | IC60H RCBO C16 | [5 empty] | YAS-0021 |  |  | 18/3/2022 | 2 - Normal | 2 - Medium | 1 - Excellent |  | 3 - Normal
Yass Ambulance Station (RAIR) | Yass Ambulance Station (RAIR) | Ground | 21 |  |  | RCBO | 18 | 0 |  | Schneider electric |  | IC60H RCBO C16 | [5 empty] | YAS-0021 |  |  | 18/3/2022 | 2 - Normal | 2 - Medium | 1 - Excellent |  | 3 - Normal
Yass Ambulance Station (RAIR) | Yass Ambulance Station (RAIR) | Ground | 21 |  |  | RCBO | 18 | 0 |  | Schneider electric |  | IC60H RCBO C16 | [5 empty] | YAS-0021 |  |  | 18/3/2022 | 2 - Normal | 2 - Medium | 1 - Excellent |  | 3 - Normal
Yass Ambulance Station (RAIR) | Yass Ambulance Station (RAIR) | Ground | 21 |  |  | RCBO | 18 | 0 |  | Schneider electric |  | IC60H RCBO C16 | [5 empty] | YAS-0021 |  |  | 18/3/2022 | 2 - Normal | 2 - Medium | 1 - Excellent |  | 3 - Normal
Yass Ambulance Station (RAIR) | Yass Ambulance Station (RAIR) | Ground | 21 |  |  | RCBO | 18 | 0 |  | Schneider electric |  | IC60H RCBO C16 | [5 empty] | YAS-0021 |  |  | 18/3/2022 | 2 - Normal | 2 - Medium | 1 - Excellent |  | 3 - Normal
Yass Ambulance Station (RAIR) | Yass Ambulance Station (RAIR) | Ground | 21 |  |  | RCBO | 18 | 0 |  | Schneider electric |  | IC60H RCBO C16 | [5 empty] | YAS-0021 |  |  | 18/3/2022 | 2 - Normal | 2 - Medium | 1 - Excellent |  | 3 - Normal
Yass Ambulance Station (RAIR) | Yass Ambulance Station (RAIR) | Ground | 21 |  |  | RCBO | 18 | 0 |  | Schneider electric |  | IC60H RCBO C16 | [5 empty] | YAS-0021 |  |  | 18/3/2022 | 2 - Normal | 2 - Medium | 1 - Excellent |  | 3 - Normal
Yass Ambulance Station (RAIR) | Yass Ambulance Station (RAIR) | Ground | 21 |  |  | RCBO | 18 | 0 |  | Schneider electric |  | IC60H RCBO C16 | [5 empty] | YAS-0021 |  |  | 18/3/2022 | 2 - Normal | 2 - Medium | 1 - Excellent |  | 3 - Normal
Yass Ambulance Station (RAIR) | Yass Ambulance Station (RAIR) | Ground | 21 |  |  | RCBO | 18 | 0 |  | Schneider electric |  | IC60H RCBO C16 | [5 empty] | YAS-0021 |  |  | 18/3/2022 | 2 - Normal | 2 - Medium | 1 - Excellent |  | 3 - Normal
Yass Ambulance Station (RAIR) | Yass Ambulance Station (RAIR) | Ground | 21 |  |  | RCBO | 18 | 0 |  | Schneider electric |  | IC60H RCBO C16 | [5 empty] | YAS-0021 |  |  | 18/3/2022 | 2 - Normal | 2 - Medium | 1 - Excellent |  | 3 - Normal
Yass Ambulance Station (RAIR) | Yass Ambulance Station (RAIR) | Ground | 21 |  |  | RCBO | 8 | 0 |  | Schneider electric |  | IC60H RCBO C32 | [5 empty] | YAS-0021 |  |  | 18/3/2022 | 2 - Normal | 2 - Medium | 1 - Excellent |  | 3 - Normal
Yass Ambulance Station (RAIR) | Yass Ambulance Station (RAIR) | Ground | 21 |  |  | RCBO | 8 | 0 |  | Schneider electric |  | IC60H RCBO C32 | [5 empty] | YAS-0021 |  |  | 18/3/2022 | 2 - Normal | 2 - Medium | 1 - Excellent |  | 3 - Normal
Yass Ambulance Station (RAIR) | Yass Ambulance Station (RAIR) | Ground | 21 |  |  | RCBO | 8 | 0 |  | Schneider electric |  | IC60H RCBO C32 | [5 empty] | YAS-0021 |  |  | 18/3/2022 | 2 - Normal | 2 - Medium | 1 - Excellent |  | 3 - Normal
Yass Ambulance Station (RAIR) | Yass Ambulance Station (RAIR) | Ground | 21 |  |  | RCBO | 8 | 0 |  | Schneider electric |  | IC60H RCBO C32 | [5 empty] | YAS-0021 |  |  | 18/3/2022 | 2 - Normal | 2 - Medium | 1 - Excellent |  | 3 - Normal
Yass Ambulance Station (RAIR) | Yass Ambulance Station (RAIR) | Ground | 21 |  |  | RCBO | 8 | 0 |  | Schneider electric |  | IC60H RCBO C32 | [5 empty] | YAS-0021 |  |  | 18/3/2022 | 2 - Normal | 2 - Medium | 1 - Excellent |  | 3 - Normal
Yass Ambulance Station (RAIR) | Yass Ambulance Station (RAIR) | Ground | 21 |  |  | RCBO | 8 | 0 |  | Schneider electric |  | IC60H RCBO C32 | [5 empty] | YAS-0021 |  |  | 18/3/2022 | 2 - Normal | 2 - Medium | 1 - Excellent |  | 3 - Normal
Yass Ambulance Station (RAIR) | Yass Ambulance Station (RAIR) | Ground | 21 |  |  | RCBO | 8 | 0 |  | Schneider electric |  | IC60H RCBO C32 | [5 empty] | YAS-0021 |  |  | 18/3/2022 | 2 - Normal | 2 - Medium | 1 - Excellent |  | 3 - Normal
Yass Ambulance Station (RAIR) | Yass Ambulance Station (RAIR) | Ground | 21 |  |  | RCBO | 8 | 0 |  | Schneider electric |  | IC60H RCBO C32 | [5 empty] | YAS-0021 |  |  | 18/3/2022 | 2 - Normal | 2 - Medium | 1 - Excellent |  | 3 - Normal
Yass Ambulance Station (RAIR) | Yass Ambulance Station (RAIR) | Ground | 21 |  |  | RCBO | 22 | 0 |  | Schneider electric |  | IC60H RCBO C20 | [5 empty] | YAS-0021 |  |  | 18/3/2022 | 2 - Normal | 2 - Medium | 1 - Excellent |  | 3 - Normal
Yass Ambulance Station (RAIR) | Yass Ambulance Station (RAIR) | Ground | 21 |  |  | RCBO | 22 | 0 |  | Schneider electric |  | IC60H RCBO C20 | [5 empty] | YAS-0021 |  |  | 18/3/2022 | 2 - Normal | 2 - Medium | 1 - Excellent |  | 3 - Normal
Yass Ambulance Station (RAIR) | Yass Ambulance Station (RAIR) | Ground | 21 |  |  | RCBO | 22 | 0 |  | Schneider electric |  | IC60H RCBO C20 | [5 empty] | YAS-0021 |  |  | 18/3/2022 | 2 - Normal | 2 - Medium | 1 - Excellent |  | 3 - Normal
Yass Ambulance Station (RAIR) | Yass Ambulance Station (RAIR) | Ground | 21 |  |  | RCBO | 22 | 0 |  | Schneider electric |  | IC60H RCBO C20 | [5 empty] | YAS-0021 |  |  | 18/3/2022 | 2 - Normal | 2 - Medium | 1 - Excellent |  | 3 - Normal
Yass Ambulance Station (RAIR) | Yass Ambulance Station (RAIR) | Ground | 21 |  |  | RCBO | 22 | 0 |  | Schneider electric |  | IC60H RCBO C20 | [5 empty] | YAS-0021 |  |  | 18/3/2022 | 2 - Normal | 2 - Medium | 1 - Excellent |  | 3 - Normal
Yass Ambulance Station (RAIR) | Yass Ambulance Station (RAIR) | Ground | 21 |  |  | RCBO | 22 | 0 |  | Schneider electric |  | IC60H RCBO C20 | [5 empty] | YAS-0021 |  |  | 18/3/2022 | 2 - Normal | 2 - Medium | 1 - Excellent |  | 3 - Normal
Yass Ambulance Station (RAIR) | Yass Ambulance Station (RAIR) | Ground | 21 |  |  | RCBO | 22 | 0 |  | Schneider electric |  | IC60H RCBO C20 | [5 empty] | YAS-0021 |  |  | 18/3/2022 | 2 - Normal | 2 - Medium | 1 - Excellent |  | 3 - Normal
Yass Ambulance Station (RAIR) | Yass Ambulance Station (RAIR) | Ground | 21 |  |  | RCBO | 22 | 0 |  | Schneider electric |  | IC60H RCBO C20 | [5 empty] | YAS-0021 |  |  | 18/3/2022 | 2 - Normal | 2 - Medium | 1 - Excellent |  | 3 - Normal
Yass Ambulance Station (RAIR) | Yass Ambulance Station (RAIR) | Ground | 21 |  |  | RCBO | 22 | 0 |  | Schneider electric |  | IC60H RCBO C20 | [5 empty] | YAS-0021 |  |  | 18/3/2022 | 2 - Normal | 2 - Medium | 1 - Excellent |  | 3 - Normal
Yass Ambulance Station (RAIR) | Yass Ambulance Station (RAIR) | Ground | 21 |  |  | RCBO | 22 | 0 |  | Schneider electric |  | IC60H RCBO C20 | [5 empty] | YAS-0021 |  |  | 18/3/2022 | 2 - Normal | 2 - Medium | 1 - Excellent |  | 3 - Normal
Yass Ambulance Station (RAIR) | Yass Ambulance Station (RAIR) | Ground | 21 |  |  | RCBO | 22 | 0 |  | Schneider electric |  | IC60H RCBO C20 | [5 empty] | YAS-0021 |  |  | 18/3/2022 | 2 - Normal | 2 - Medium | 1 - Excellent |  | 3 - Normal
Yass Ambulance Station (RAIR) | Yass Ambulance Station (RAIR) | Ground | 21 |  |  | RCBO | 22 | 0 |  | Schneider electric |  | IC60H RCBO C20 | [5 empty] | YAS-0021 |  |  | 18/3/2022 | 2 - Normal | 2 - Medium | 1 - Excellent |  | 3 - Normal
Yass Ambulance Station (RAIR) | Yass Ambulance Station (RAIR) | Ground | 21 |  |  | RCBO | 22 | 0 |  | Schneider electric |  | IC60H RCBO C20 | [5 empty] | YAS-0021 |  |  | 18/3/2022 | 2 - Normal | 2 - Medium | 1 - Excellent |  | 3 - Normal
Yass Ambulance Station (RAIR) | Yass Ambulance Station (RAIR) | Ground | 21 |  |  | RCBO | 22 | 0 |  | Schneider electric |  | IC60H RCBO C20 | [5 empty] | YAS-0021 |  |  | 18/3/2022 | 2 - Normal | 2 - Medium | 1 - Excellent |  | 3 - Normal
Yass Ambulance Station (RAIR) | Yass Ambulance Station (RAIR) | Ground | 21 |  |  | RCBO | 22 | 0 |  | Schneider electric |  | IC60H RCBO C20 | [5 empty] | YAS-0021 |  |  | 18/3/2022 | 2 - Normal | 2 - Medium | 1 - Excellent |  | 3 - Normal
Yass Ambulance Station (RAIR) | Yass Ambulance Station (RAIR) | Ground | 21 |  |  | RCBO | 22 | 0 |  | Schneider electric |  | IC60H RCBO C20 | [5 empty] | YAS-0021 |  |  | 18/3/2022 | 2 - Normal | 2 - Medium | 1 - Excellent |  | 3 - Normal
Yass Ambulance Station (RAIR) | Yass Ambulance Station (RAIR) | Ground | 21 |  |  | RCBO | 22 | 0 |  | Schneider electric |  | IC60H RCBO C20 | [5 empty] | YAS-0021 |  |  | 18/3/2022 | 2 - Normal | 2 - Medium | 1 - Excellent |  | 3 - Normal
Yass Ambulance Station (RAIR) | Yass Ambulance Station (RAIR) | Ground | 21 |  |  | RCBO | 22 | 0 |  | Schneider electric |  | IC60H RCBO C20 | [5 empty] | YAS-0021 |  |  | 18/3/2022 | 2 - Normal | 2 - Medium | 1 - Excellent |  | 3 - Normal
Yass Ambulance Station (RAIR) | Yass Ambulance Station (RAIR) | Ground | 21 |  |  | RCBO | 22 | 0 |  | Schneider electric |  | IC60H RCBO C20 | [5 empty] | YAS-0021 |  |  | 18/3/2022 | 2 - Normal | 2 - Medium | 1 - Excellent |  | 3 - Normal
Yass Ambulance Station (RAIR) | Yass Ambulance Station (RAIR) | Ground | 21 |  |  | RCBO | 22 | 0 |  | Schneider electric |  | IC60H RCBO C20 | [5 empty] | YAS-0021 |  |  | 18/3/2022 | 2 - Normal | 2 - Medium | 1 - Excellent |  | 3 - Normal
Yass Ambulance Station (RAIR) | Yass Ambulance Station (RAIR) | Ground | 21 |  |  | RCBO | 22 | 0 |  | Schneider electric |  | IC60H RCBO C20 | [5 empty] | YAS-0021 |  |  | 18/3/2022 | 2 - Normal | 2 - Medium | 1 - Excellent |  | 3 - Normal
Yass Ambulance Station (RAIR) | Yass Ambulance Station (RAIR) | Ground | 21 |  |  | RCBO | 22 | 0 |  | Schneider electric |  | IC60H RCBO C20 | [5 empty] | YAS-0021 |  |  | 18/3/2022 | 2 - Normal | 2 - Medium | 1 - Excellent |  | 3 - Normal
Yass Ambulance Station (RAIR) | Yass Ambulance Station (RAIR) | Ground | 22 |  |  | Thermal Heat Detector | 1 | 0 | [12 empty] | 18/3/2022 | 2 - Normal | 2 - Medium | 1 - Excellent |  | 3 - Normal
Yass Ambulance Station (RAIR) | Yass Ambulance Station (RAIR) | Ground | 23 |  | YAS-0023 | Generator Link Box | 1 | YAS-0023 |  | Clipsal | [10 empty] | 18/3/2022 | 2 - Normal | 2 - Medium | 1 - Excellent |  | 3 - Normal
Yass Ambulance Station (RAIR) | Yass Ambulance Station (RAIR) | Ground | 23 | Services Area | YAS-0024 | Mechanical Sercives Switchboard | 1 | YAS-0024 |  | NHP | [10 empty] | 18/3/2022 | 2 - Normal | 2 - Medium | 1 - Excellent |  | 3 - Normal
Yass Ambulance Station (RAIR) | Yass Ambulance Station (RAIR) | Ground | 23 | Services area |  | Isolator Switch | 1 | 0 |  | Katko |  | CEL 3160 | [5 empty] | YAS-0024 |  |  | 18/3/2022 | 2 - Normal | 2 - Medium | 1 - Excellent |  | 3 - Normal
Yass Ambulance Station (RAIR) | Yass Ambulance Station (RAIR) | Ground | 23 | Services area |  | RCBO | 1 | 0 |  | NHP |  | DSRCBH6203A C20 | [5 empty] | YAS-0024 |  |  | 18/3/2022 | 2 - Normal | 2 - Medium | 1 - Excellent |  | 3 - Normal
Yass Ambulance Station (RAIR) | Yass Ambulance Station (RAIR) | Ground | 23 | Services area |  | RCBO | 3 | 0 |  | NHP |  | DSRCBH61030A C10 | [5 empty] | YAS-0024 |  |  | 18/3/2022 | 2 - Normal | 2 - Medium | 1 - Excellent |  | 3 - Normal
Yass Ambulance Station (RAIR) | Yass Ambulance Station (RAIR) | Ground | 23 | Services area |  | RCBO | 3 | 0 |  | NHP |  | DSRCBH61030A C10 | [5 empty] | YAS-0024 |  |  | 18/3/2022 | 2 - Normal | 2 - Medium | 1 - Excellent |  | 3 - Normal
Yass Ambulance Station (RAIR) | Yass Ambulance Station (RAIR) | Ground | 23 | Services area |  | RCBO | 3 | 0 |  | NHP |  | DSRCBH61030A C10 | [5 empty] | YAS-0024 |  |  | 18/3/2022 | 2 - Normal | 2 - Medium | 1 - Excellent |  | 3 - Normal
Yass Ambulance Station (RAIR) | Yass Ambulance Station (RAIR) | Ground | 23 | Services area | YAS-0025 | A/C Unit Split (Outdoor) | 1 | YAS-0025 |  | Daikin |  | RKM35QVMA | E002693 | [7 empty] | 18/3/2022 | 2 - Normal | 2 - Medium | 1 - Excellent |  | 3 - Normal
Yass Ambulance Station (RAIR) | Yass Ambulance Station (RAIR) | Ground | 23 | Services area | YAS-0026 | A/C Air Package Unit | 1 | YAS-0026 |  | Daikin | 1/6/2019 | REYQ16TAY1 | E000425 | [7 empty] | 18/3/2022 | 2 - Normal | 2 - Medium | 1 - Excellent |  | 3 - Normal
Yass Ambulance Station (RAIR) | Yass Ambulance Station (RAIR) | Ground | 23 | Services area | YAS-0027 | Hot Water Heater | 1 | YAS-0027 |  | Rheem | 30/5/2019 | 61331508 | 6551230 | 315 | [6 empty] | 18/3/2022 | 2 - Normal | 2 - Medium | 1 - Excellent |  | 3 - Normal
Yass Ambulance Station (RAIR) | Yass Ambulance Station (RAIR) | Ground | 23 | Services area | YAS-0028 | Dual Hot Water Circulator | 1 | YAS-0028 |  | Grundfos | 8/5/2019 | 20-60 N Standard | [8 empty] | 18/3/2022 | 2 - Normal | 2 - Medium | 1 - Excellent |  | 3 - Normal
Yass Ambulance Station (RAIR) | Yass Ambulance Station (RAIR) | Ground | 23 | Front driveway | YAS-0030 | Boom Gate | 1 | YAS-0030 |  | Lift Master | [10 empty] | 18/3/2022 | 2 - Normal | 2 - Medium | 1 - Excellent |  | 3 - Normal
Yass Ambulance Station (RAIR) | Yass Ambulance Station (RAIR) | Ground | 23 | Front driveway | YAS-0029 | Boom Gate | 1 | YAS-0029 |  | Lift master | [10 empty] | 18/3/2022 | 2 - Normal | 2 - Medium | 1 - Excellent |  | 3 - Normal
Yass Ambulance Station (RAIR) | Yass Ambulance Station (RAIR) | Ground | 23 | Front of property next to water meter and footpath |  | RPZ | 1 | 0 | [12 empty] | 18/3/2022 | 2 - Normal | 2 - Medium | 1 - Excellent |  | 3 - Normal
Yass Ambulance Station (RAIR) | Yass Ambulance Wash Bay (RAIR) | Ground | 1 |  | YAS-0031 | Fie Extinguisher (Powder) | 1 | YAS-0031 | [12 empty] | 18/3/2022 | 2 - Normal | 2 - Medium | 1 - Excellent |  | 3 - Normal
Yass Ambulance Station (RAIR) | Yass Ambulance Wash Bay (RAIR) | Ground | 1 |  | YAS-0032 | Stainless Steel Commercial Sink | 1 | YAS-0032 | [12 empty] | 18/3/2022 | 2 - Normal | 2 - Medium | 1 - Excellent |  | 3 - Normal
Yass Ambulance Station (RAIR) | Yass Ambulance Wash Bay (RAIR) | Ground | 1 |  | YAS-0033 | TMV | 1 | YAS-0033 |  | Enware |  | Aquablend 1500 | [8 empty] | 18/3/2022 | 2 - Normal | 2 - Medium | 1 - Excellent |  | 3 - Normal
Yass Ambulance Station (RAIR) | Yass Ambulance Wash Bay (RAIR) | Ground | 1 |  | YAS-0034 | TMV | 1 | YAS-0034 | [12 empty] | 18/3/2022 | 2 - Normal | 2 - Medium | 1 - Excellent |  | 3 - Normal
Yass Ambulance Station (RAIR) | Yass Ambulance Wash Bay (RAIR) | Ground | 1 |  |  | Eye Wash Station | 1 | 0 |  | Enware | [10 empty] | 18/3/2022 | 2 - Normal | 2 - Medium | 1 - Excellent |  | 3 - Normal
Yass Ambulance Station (RAIR) | Yass Ambulance Wash Bay (RAIR) | Ground | 1 |  | YAS-0035 | Hot Water Heater | 1 | YAS-0035 |  | Rheem | 8/9/2018 | 191050V7 | V110141950 | 50 | [6 empty] | 18/3/2022 | 2 - Normal | 2 - Medium | 1 - Excellent |  | 3 - Normal
Yass Ambulance Station (RAIR) | Yass Ambulance Wash Bay (RAIR) | Ground | 1 |  | YAS-0037 | Distribution Board | 1 | YAS-0037 |  | Legrand | [10 empty] | 18/3/2022 | 2 - Normal | 2 - Medium | 1 - Excellent |  | 3 - Normal
Yass Ambulance Station (RAIR) | Yass Ambulance Wash Bay (RAIR) | Ground | 1 |  |  | RCBO | 3 | 0 |  | Clipsal |  | 4RCBE216/30S C16 | [5 empty] | YAS-0037 |  |  | 18/3/2022 | 2 - Normal | 2 - Medium | 1 - Excellent |  | 3 - Normal
Yass Ambulance Station (RAIR) | Yass Ambulance Wash Bay (RAIR) | Ground | 1 |  |  | RCBO | 3 | 0 |  | Clipsal |  | 4RCBE216/30S C16 | [5 empty] | YAS-0037 |  |  | 18/3/2022 | 2 - Normal | 2 - Medium | 1 - Excellent |  | 3 - Normal
Yass Ambulance Station (RAIR) | Yass Ambulance Wash Bay (RAIR) | Ground | 1 |  |  | RCBO | 3 | 0 |  | Clipsal |  | 4RCBE216/30S C16 | [5 empty] | YAS-0037 |  |  | 18/3/2022 | 2 - Normal | 2 - Medium | 1 - Excellent |  | 3 - Normal
Yass Ambulance Station (RAIR) | Yass Ambulance Wash Bay (RAIR) | Ground | 1 |  |  | RCBO | 8 | 0 |  | Clipsal |  | 4RCBE220/30S C20 | [5 empty] | YAS-0037 |  |  | 18/3/2022 | 2 - Normal | 2 - Medium | 1 - Excellent |  | 3 - Normal
Yass Ambulance Station (RAIR) | Yass Ambulance Wash Bay (RAIR) | Ground | 1 |  |  | RCBO | 8 | 0 |  | Clipsal |  | 4RCBE220/30S C20 | [5 empty] | YAS-0037 |  |  | 18/3/2022 | 2 - Normal | 2 - Medium | 1 - Excellent |  | 3 - Normal
Yass Ambulance Station (RAIR) | Yass Ambulance Wash Bay (RAIR) | Ground | 1 |  |  | RCBO | 8 | 0 |  | Clipsal |  | 4RCBE220/30S C20 | [5 empty] | YAS-0037 |  |  | 18/3/2022 | 2 - Normal | 2 - Medium | 1 - Excellent |  | 3 - Normal
Yass Ambulance Station (RAIR) | Yass Ambulance Wash Bay (RAIR) | Ground | 1 |  |  | RCBO | 8 | 0 |  | Clipsal |  | 4RCBE220/30S C20 | [5 empty] | YAS-0037 |  |  | 18/3/2022 | 2 - Normal | 2 - Medium | 1 - Excellent |  | 3 - Normal
Yass Ambulance Station (RAIR) | Yass Ambulance Wash Bay (RAIR) | Ground | 1 |  |  | RCBO | 8 | 0 |  | Clipsal |  | 4RCBE220/30S C20 | [5 empty] | YAS-0037 |  |  | 18/3/2022 | 2 - Normal | 2 - Medium | 1 - Excellent |  | 3 - Normal
Yass Ambulance Station (RAIR) | Yass Ambulance Wash Bay (RAIR) | Ground | 1 |  |  | RCBO | 8 | 0 |  | Clipsal |  | 4RCBE220/30S C20 | [5 empty] | YAS-0037 |  |  | 18/3/2022 | 2 - Normal | 2 - Medium | 1 - Excellent |  | 3 - Normal
Yass Ambulance Station (RAIR) | Yass Ambulance Wash Bay (RAIR) | Ground | 1 |  |  | RCBO | 8 | 0 |  | Clipsal |  | 4RCBE220/30S C20 | [5 empty] | YAS-0037 |  |  | 18/3/2022 | 2 - Normal | 2 - Medium | 1 - Excellent |  | 3 - Normal
Yass Ambulance Station (RAIR) | Yass Ambulance Wash Bay (RAIR) | Ground | 1 |  |  | RCBO | 8 | 0 |  | Clipsal |  | 4RCBE220/30S C20 | [5 empty] | YAS-0037 |  |  | 18/3/2022 | 2 - Normal | 2 - Medium | 1 - Excellent |  | 3 - Normal
Yass Ambulance Station (RAIR) | Yass Ambulance Wash Bay (RAIR) | Ground | 1 |  | YAS-0038 | Pressure Cleaner | 1 | YAS-0038 |  | Nilfisk |  | SC UNO 4M-140/620 PS | 107340500 | [7 empty] | 18/3/2022 | 2 - Normal | 2 - Medium | 1 - Excellent |  | 3 - Normal
Yass Ambulance Station (RAIR) | Yass Ambulance Wash Bay (RAIR) | Ground | 1 | Door facing station |  | Automatic Roller Door Motor | 1 | 0 |  | Grifco | 1/11/2018 | EDL102 | 189230708 | [7 empty] | 18/3/2022 | 2 - Normal | 2 - Medium | 1 - Excellent |  | 3 - Normal
Yass Ambulance Station (RAIR) | Yass Ambulance Wash Bay (RAIR) | Ground | 1 | Door facing town |  | Automatic Roller Door Motor | 1 | 0 |  | Grifco | 1/11/2018 | EDL102 | 189230752 | [7 empty] | 18/3/2022 | 2 - Normal | 2 - Medium | 1 - Excellent |  | 3 - Normal
Yass Ambulance Station (RAIR) | Yass Ambulance Wash Bay (RAIR) | Ground | 1 | Door facing town | YAS-0041 | Automatic Roller Door | 1 | YAS-0041 | [6 empty] | 3.5 | 4.4 |  |  |  |  | 18/3/2022 | 2 - Normal | 2 - Medium | 1 - Excellent |  | 3 - Normal
Yass Ambulance Station (RAIR) | Yass Ambulance Wash Bay (RAIR) | Ground | 1 | Door facing Station | YAS-0040 | Automatic Roller Door | 1 | YAS-0040 | [6 empty] | 2.9 | 5.6 |  |  |  |  | 18/3/2022 | 2 - Normal | 2 - Medium | 1 - Excellent |  | 3 - Normal
Yass Ambulance Station (RAIR) | Yass Ambulance Wash Bay (RAIR) | Ground | 2 |  | YAS-0042 | RPZ | 1 | YAS-0042 |  | Valv Cheq |  | RP03 | 193917 | [7 empty] | 18/3/2022 | 2 - Normal | 2 - Medium | 1 - Excellent |  | 3 - Normal
Yass Ambulance Station (RAIR) | Yass Ambulance Wash Bay (RAIR) | Ground | 2 |  | YAS-0043 | RPZ | 1 | YAS-0043 |  | Valv Cheq |  | RP03 | 193837 | [7 empty] | 18/3/2022 | 2 - Normal | 2 - Medium | 1 - Excellent |  | 3 - Normal
Yass Ambulance Station (RAIR) | Yass Ambulance Wash Bay (RAIR) | Ground | 2 |  | YAS-0039 | Oil Separator Tank | 1 | YAS-0039 |  | QUIK FLO | 28/11/2012 | KCPS-1000 | 25600-4 | 200 | [6 empty] | 18/3/2022 | 2 - Normal | 2 - Medium | 1 - Excellent |  | 3 - Normal
Yass Ambulance Station (RAIR) | Yass Ambulance Wash Bay (RAIR) | Ground | 2 |  | YAS-0044 | Oil Seperator Induction Motor | 1 | YAS-0044 |  | Techtop | 1/1/2017 | T7023A | 1702-132 047 | [7 empty] | 18/3/2022 | 2 - Normal | 2 - Medium | 1 - Excellent |  | 3 - Normal
Yass Ambulance Station (RAIR) | Yass Ambulance Wash Bay (RAIR) | Ground | 2 |  | YAS-0045 | Diaphragm Pump | 1 | YAS-0045 |  | Quikflo | 28/11/2012 | KDS 25-100 | 25584-1 | [7 empty] | 18/3/2022 | 2 - Normal | 2 - Medium | 1 - Excellent |  | 3 - Normal
Yass Ambulance Station (RAIR) | Yass Ambulance Wash Bay (RAIR) | Ground | 1 | On roof |  | Roof Anchor Points | 2 | 0 | [12 empty] | 18/3/2022 | 2 - Normal | 2 - Medium | 1 - Excellent |  | 3 - Normal
Yass Ambulance Station (RAIR) | Yass Ambulance Wash Bay (RAIR) | Ground | 1 | On roof |  | Roof Anchor Points | 2 | 0 | [12 empty] | 18/3/2022 | 2 - Normal | 2 - Medium | 1 - Excellent |  | 3 - Normal
Yass Ambulance Station (RAIR) | Yass Ambulance Station (RAIR) | Ground | 23 |  |  | Roof Anchor Points | 26 | 0 | [12 empty] | 18/3/2022 | 2 - Normal | 2 - Medium | 1 - Excellent |  | 3 - Normal
Yass Ambulance Station (RAIR) | Yass Ambulance Station (RAIR) | Ground | 23 |  |  | Roof Anchor Points | 26 | 0 | [12 empty] | 18/3/2022 | 2 - Normal | 2 - Medium | 1 - Excellent |  | 3 - Normal
Yass Ambulance Station (RAIR) | Yass Ambulance Station (RAIR) | Ground | 23 |  |  | Roof Anchor Points | 26 | 0 | [12 empty] | 18/3/2022 | 2 - Normal | 2 - Medium | 1 - Excellent |  | 3 - Normal
Yass Ambulance Station (RAIR) | Yass Ambulance Station (RAIR) | Ground | 23 |  |  | Roof Anchor Points | 26 | 0 | [12 empty] | 18/3/2022 | 2 - Normal | 2 - Medium | 1 - Excellent |  | 3 - Normal
Yass Ambulance Station (RAIR) | Yass Ambulance Station (RAIR) | Ground | 23 |  |  | Roof Anchor Points | 26 | 0 | [12 empty] | 18/3/2022 | 2 - Normal | 2 - Medium | 1 - Excellent |  | 3 - Normal
Yass Ambulance Station (RAIR) | Yass Ambulance Station (RAIR) | Ground | 23 |  |  | Roof Anchor Points | 26 | 0 | [12 empty] | 18/3/2022 | 2 - Normal | 2 - Medium | 1 - Excellent |  | 3 - Normal
Yass Ambulance Station (RAIR) | Yass Ambulance Station (RAIR) | Ground | 23 |  |  | Roof Anchor Points | 26 | 0 | [12 empty] | 18/3/2022 | 2 - Normal | 2 - Medium | 1 - Excellent |  | 3 - Normal
Yass Ambulance Station (RAIR) | Yass Ambulance Station (RAIR) | Ground | 23 |  |  | Roof Anchor Points | 26 | 0 | [12 empty] | 18/3/2022 | 2 - Normal | 2 - Medium | 1 - Excellent |  | 3 - Normal
Yass Ambulance Station (RAIR) | Yass Ambulance Station (RAIR) | Ground | 23 |  |  | Roof Anchor Points | 26 | 0 | [12 empty] | 18/3/2022 | 2 - Normal | 2 - Medium | 1 - Excellent |  | 3 - Normal
Yass Ambulance Station (RAIR) | Yass Ambulance Station (RAIR) | Ground | 23 |  |  | Roof Anchor Points | 26 | 0 | [12 empty] | 18/3/2022 | 2 - Normal | 2 - Medium | 1 - Excellent |  | 3 - Normal
Yass Ambulance Station (RAIR) | Yass Ambulance Station (RAIR) | Ground | 23 |  |  | Roof Anchor Points | 26 | 0 | [12 empty] | 18/3/2022 | 2 - Normal | 2 - Medium | 1 - Excellent |  | 3 - Normal
Yass Ambulance Station (RAIR) | Yass Ambulance Station (RAIR) | Ground | 23 |  |  | Roof Anchor Points | 26 | 0 | [12 empty] | 18/3/2022 | 2 - Normal | 2 - Medium | 1 - Excellent |  | 3 - Normal
Yass Ambulance Station (RAIR) | Yass Ambulance Station (RAIR) | Ground | 23 |  |  | Roof Anchor Points | 26 | 0 | [12 empty] | 18/3/2022 | 2 - Normal | 2 - Medium | 1 - Excellent |  | 3 - Normal
Yass Ambulance Station (RAIR) | Yass Ambulance Station (RAIR) | Ground | 23 |  |  | Roof Anchor Points | 26 | 0 | [12 empty] | 18/3/2022 | 2 - Normal | 2 - Medium | 1 - Excellent |  | 3 - Normal
Yass Ambulance Station (RAIR) | Yass Ambulance Station (RAIR) | Ground | 23 |  |  | Roof Anchor Points | 26 | 0 | [12 empty] | 18/3/2022 | 2 - Normal | 2 - Medium | 1 - Excellent |  | 3 - Normal
Yass Ambulance Station (RAIR) | Yass Ambulance Station (RAIR) | Ground | 23 |  |  | Roof Anchor Points | 26 | 0 | [12 empty] | 18/3/2022 | 2 - Normal | 2 - Medium | 1 - Excellent |  | 3 - Normal
Yass Ambulance Station (RAIR) | Yass Ambulance Station (RAIR) | Ground | 23 |  |  | Roof Anchor Points | 26 | 0 | [12 empty] | 18/3/2022 | 2 - Normal | 2 - Medium | 1 - Excellent |  | 3 - Normal
Yass Ambulance Station (RAIR) | Yass Ambulance Station (RAIR) | Ground | 23 |  |  | Roof Anchor Points | 26 | 0 | [12 empty] | 18/3/2022 | 2 - Normal | 2 - Medium | 1 - Excellent |  | 3 - Normal
Yass Ambulance Station (RAIR) | Yass Ambulance Station (RAIR) | Ground | 23 |  |  | Roof Anchor Points | 26 | 0 | [12 empty] | 18/3/2022 | 2 - Normal | 2 - Medium | 1 - Excellent |  | 3 - Normal
Yass Ambulance Station (RAIR) | Yass Ambulance Station (RAIR) | Ground | 23 |  |  | Roof Anchor Points | 26 | 0 | [12 empty] | 18/3/2022 | 2 - Normal | 2 - Medium | 1 - Excellent |  | 3 - Normal
Yass Ambulance Station (RAIR) | Yass Ambulance Station (RAIR) | Ground | 23 |  |  | Roof Anchor Points | 26 | 0 | [12 empty] | 18/3/2022 | 2 - Normal | 2 - Medium | 1 - Excellent |  | 3 - Normal
Yass Ambulance Station (RAIR) | Yass Ambulance Station (RAIR) | Ground | 23 |  |  | Roof Anchor Points | 26 | 0 | [12 empty] | 18/3/2022 | 2 - Normal | 2 - Medium | 1 - Excellent |  | 3 - Normal
Yass Ambulance Station (RAIR) | Yass Ambulance Station (RAIR) | Ground | 23 |  |  | Roof Anchor Points | 26 | 0 | [12 empty] | 18/3/2022 | 2 - Normal | 2 - Medium | 1 - Excellent |  | 3 - Normal
Yass Ambulance Station (RAIR) | Yass Ambulance Station (RAIR) | Ground | 23 |  |  | Roof Anchor Points | 26 | 0 | [12 empty] | 18/3/2022 | 2 - Normal | 2 - Medium | 1 - Excellent |  | 3 - Normal
Yass Ambulance Station (RAIR) | Yass Ambulance Station (RAIR) | Ground | 23 |  |  | Roof Anchor Points | 26 | 0 | [12 empty] | 18/3/2022 | 2 - Normal | 2 - Medium | 1 - Excellent |  | 3 - Normal
Yass Ambulance Station (RAIR) | Yass Ambulance Station (RAIR) | Ground | 23 |  |  | Roof Anchor Points | 26 | 0 | [12 empty] | 18/3/2022 | 2 - Normal | 2 - Medium | 1 - Excellent |  | 3 - Normal
Temora Ambulance Station | Temora Ambulance Garage | Ground | 1 |  | TEM-0001 | Fire Extinguisher (Dry Chemical) | 1 | TEM-0001 | [12 empty] | 21/3/2022 | 2 - Normal | 2 - Medium | 1 - Excellent |  | 3 - Normal
Temora Ambulance Station | Temora Ambulance Garage | Ground | 1 |  |  | Distribution Board | 1 | 0 |  | Butler and Reardon | [10 empty] | 21/3/2022 | 2 - Normal | 2 - Medium | 1 - Excellent |  | 3 - Normal
Temora Ambulance Station | Temora Ambulance Garage | Ground | 1 |  |  | RCBO | 1 | 0 |  | Clipsal |  | RCBE225/30S C25 | [5 empty] | TEM-0002 |  |  | 21/3/2022 | 2 - Normal | 2 - Medium | 1 - Excellent |  | 3 - Normal
Temora Ambulance Station | Temora Ambulance Station | Ground | 1 |  |  | Emergency Exit Light (Green) | 1 | 0 |  | Pierlite | [10 empty] | 21/3/2022 | 2 - Normal | 2 - Medium | 1 - Excellent |  | 3 - Normal
Temora Ambulance Station | Temora Ambulance Station | Ground | 1 |  |  | Smoke Detector | 1 | 0 | [12 empty] | 21/3/2022 | 2 - Normal | 2 - Medium | 1 - Excellent |  | 3 - Normal
Temora Ambulance Station | Temora Ambulance Station | Ground | 1 |  |  | Emergency Exit Light (Spitfire) | 1 | 0 | [12 empty] | 21/3/2022 | 2 - Normal | 2 - Medium | 1 - Excellent |  | 3 - Normal
Temora Ambulance Station | Temora Ambulance Station | Ground | 2 |  | TEM-0003 | Safe | 1 | TEM-0003 |  | Guardall | [10 empty] | 21/3/2022 | 2 - Normal | 2 - Medium | 1 - Excellent |  | 3 - Normal
Temora Ambulance Station | Temora Ambulance Station | Ground | 2 |  | TEM-0004 | EKA controller box | 1 | TEM-0004 | [12 empty] | 21/3/2022 | 2 - Normal | 2 - Medium | 1 - Excellent |  | 3 - Normal
Temora Ambulance Station | Temora Ambulance Station | Ground | 2 |  | TEM-0005 | A/C Unit Split (Indoor) | 1 | TEM-0005 |  | Mitsubishi | 1/1/2015 | DXK12ZMA-S | 538503786BE | [7 empty] | 21/3/2022 | 2 - Normal | 2 - Medium | 1 - Excellent |  | 3 - Normal
Temora Ambulance Station | Temora Ambulance Station | Ground | 3 |  |  | Smoke Detector | 1 | 0 | [12 empty] | 21/3/2022 | 2 - Normal | 2 - Medium | 1 - Excellent |  | 3 - Normal
Temora Ambulance Station | Temora Ambulance Station | Ground | 3 |  | TEM-0006 | A/C Unit Split (Indoor) | 1 | TEM-0006 |  | Mitsubishi | 1/1/2018 | SRK35ZSA-W | 939100809BE | [7 empty] | 21/3/2022 | 2 - Normal | 2 - Medium | 1 - Excellent |  | 3 - Normal
Temora Ambulance Station | Temora Ambulance Station | Ground | 5 |  | TEM-0007 | A/C Unit Split (Indoor) | 1 | TEM-0007 |  | Mitsubishi | 1/1/2018 | SRK35ZSA-W | 939102589BE | [7 empty] | 21/3/2022 | 2 - Normal | 2 - Medium | 1 - Excellent |  | 3 - Normal
Temora Ambulance Station | Temora Ambulance Station | Ground | 6 |  | TEM-0008 | Fie Extinguisher (Powder) | 1 | TEM-0008 | [12 empty] | 21/3/2022 | 2 - Normal | 2 - Medium | 1 - Excellent |  | 3 - Normal
Temora Ambulance Station | Temora Ambulance Station | Ground | 6 |  | TEM-0009 | Fire Blanket | 1 | TEM-0009 | [12 empty] | 21/3/2022 | 2 - Normal | 2 - Medium | 1 - Excellent |  | 3 - Normal
Temora Ambulance Station | Temora Ambulance Station | Ground | 6 | Under sink | TEM-0010 | Hot water service | 1 | TEM-0010 |  | Billi |  | 904060LCH QUADRA 460 | R 07 66 07585 LCH | [7 empty] | 21/3/2022 | 2 - Normal | 2 - Medium | 1 - Excellent |  | 3 - Normal
Temora Ambulance Station | Temora Ambulance Station | Ground | 7 |  |  | Emergency Exit Light (Green) | 1 | 0 | [12 empty] | 21/3/2022 | 2 - Normal | 2 - Medium | 1 - Excellent |  | 3 - Normal
Temora Ambulance Station | Temora Ambulance Station | Ground | 7 |  | TEM-0011 | Fire Extinguisher (C02) | 1 | TEM-0011 | [12 empty] | 21/3/2022 | 2 - Normal | 2 - Medium | 1 - Excellent |  | 3 - Normal
Temora Ambulance Station | Temora Ambulance Station | Ground | 7 |  | TEM-0012 | A/C Unit Split (Indoor) | 1 | TEM-0012 |  | Mitsubishi |  | SRK50ZGX-S | 815200111 RE | [7 empty] | 21/3/2022 | 2 - Normal | 2 - Medium | 1 - Excellent |  | 3 - Normal
Temora Ambulance Station | Temora Ambulance Station | Ground | 7 |  |  | Smoke Detector | 1 | 0 | [12 empty] | 21/3/2022 | 2 - Normal | 2 - Medium | 1 - Excellent |  | 3 - Normal
Temora Ambulance Station | Temora Ambulance Station | Ground | 7 |  |  | Emergency Exit Light (Spitfire) | 1 | 0 | [12 empty] | 21/3/2022 | 2 - Normal | 2 - Medium | 1 - Excellent |  | 3 - Normal
Temora Ambulance Station | Temora Ambulance Station | Ground | 8 |  |  | Emergency Exit Light (Green) | 1 | 0 |  | Pierlite | [10 empty] | 21/3/2022 | 2 - Normal | 2 - Medium | 1 - Excellent |  | 3 - Normal
Temora Ambulance Station | Temora Ambulance Station | Ground | 11 |  |  | Emergency Exit Light (Green) | 1 | 0 |  | Pierlite | [10 empty] | 21/3/2022 | 2 - Normal | 2 - Medium | 1 - Excellent |  | 3 - Normal
Temora Ambulance Station | Temora Ambulance Station | Ground | 12 |  |  | Emergency Exit Light (Green) | 1 | 0 |  | Pierlite | [10 empty] | 21/3/2022 | 2 - Normal | 2 - Medium | 1 - Excellent |  | 3 - Normal
Temora Ambulance Station | Temora Ambulance Station | Ground | 12 |  |  | Emergency Exit Light (Spitfire) | 1 | 0 | [12 empty] | 21/3/2022 | 2 - Normal | 2 - Medium | 1 - Excellent |  | 3 - Normal
Temora Ambulance Station | Temora Ambulance Station | Ground | 13 |  |  | Emergency Exit Light (Spitfire) | 1 | 0 | [12 empty] | 21/3/2022 | 2 - Normal | 2 - Medium | 1 - Excellent |  | 3 - Normal
Temora Ambulance Station | Temora Ambulance Station | Ground | 13 |  |  | A/C Unit Split (Indoor) | 1 | 0 |  | Mitsubishi | 1/1/2018 | SRK35ZSA-W | 939108942BE | [7 empty] | 21/3/2022 | 2 - Normal | 2 - Medium | 1 - Excellent |  | 3 - Normal
Temora Ambulance Station | Temora Ambulance Station | Ground | 14 |  |  | Emergency Exit Light (Spitfire) | 1 | 0 | [12 empty] | 21/3/2022 | 2 - Normal | 2 - Medium | 1 - Excellent |  | 3 - Normal
Temora Ambulance Station | Temora Ambulance Station | Ground | 14 |  | TEM-0015 | TMV | 1 | TEM-0015 |  | Enware |  | Aquablend 1500 | [8 empty] | 21/3/2022 | 2 - Normal | 2 - Medium | 1 - Excellent |  | 3 - Normal
Temora Ambulance Station | Temora Ambulance Station | Ground | 15 |  |  | Emergency Exit Light (Spitfire) | 1 | 0 | [12 empty] | 21/3/2022 | 2 - Normal | 2 - Medium | 1 - Excellent |  | 3 - Normal
Temora Ambulance Station | Temora Ambulance Station | Ground | 15 |  | TEM-0014 | A/C Unit Split (Indoor) | 1 | TEM-0014 |  | Mitsubishi | 1/1/2018 | SRK35ZSA-W | 939108928BE | [7 empty] | 21/3/2022 | 2 - Normal | 2 - Medium | 1 - Excellent |  | 3 - Normal
Temora Ambulance Station | Temora Ambulance Station | Ground | 16 |  | TEM-0016 | Fie Extinguisher (Powder) | 1 | TEM-0016 | [12 empty] | 21/3/2022 | 2 - Normal | 2 - Medium | 1 - Excellent |  | 3 - Normal
Temora Ambulance Station | Temora Ambulance Station | Ground | 16 |  |  | Wallmount Battery Charger | 1 | 0 |  | Durst |  | BCSW - 1245 B | 126153 | [7 empty] | 21/3/2022 | 2 - Normal | 2 - Medium | 1 - Excellent |  | 3 - Normal
Temora Ambulance Station | Temora Ambulance Station | Ground | 16 |  |  | Vehicle Battery Charger | 1 | 0 |  | Durst |  | BCSW-1245 | A90821130 | [7 empty] | 21/3/2022 | 2 - Normal | 2 - Medium | 1 - Excellent |  | 3 - Normal
Temora Ambulance Station | Temora Ambulance Station | Ground | 16 |  |  | Wallmount Battery Charger | 1 | 0 |  | Durst |  | BCSW - 1245 B | 126159 | [7 empty] | 21/3/2022 | 2 - Normal | 2 - Medium | 1 - Excellent |  | 3 - Normal
Temora Ambulance Station | Temora Ambulance Station | Ground | 16 |  |  | Vehicle Battery Charger | 1 | 0 |  | Durst |  | BCSW-1245 | A90821123 | [7 empty] | 21/3/2022 | 2 - Normal | 2 - Medium | 1 - Excellent |  | 3 - Normal
Temora Ambulance Station | Temora Ambulance Station | Ground | 16 | Rear roller door |  | Automatic Roller Door Motor | 1 | 0 |  | Grifco | 1/9/2018 | EDH102 | 188401010 | [7 empty] | 21/3/2022 | 2 - Normal | 2 - Medium | 1 - Excellent |  | 3 - Normal
Temora Ambulance Station | Temora Ambulance Station | Ground | 16 | Rear roller door | TEM-0017 | Automatic Roller Door | 1 | TEM-0017 |  | Johns Doors and gates |  |  |  |  | 3 | 5.8 |  |  |  |  | 21/3/2022 | 2 - Normal | 2 - Medium | 2 |  | 3 - Normal
Temora Ambulance Station | Temora Ambulance Station | Ground | 16 | Front roller door |  | Automatic Roller Door Motor | 1 | 0 |  | Automatic Technology Australia |  | GDO-9V2 Enduro | 24082644 | [7 empty] | 21/3/2022 | 2 - Normal | 2 - Medium | 1 - Excellent |  | 3 - Normal
Temora Ambulance Station | Temora Ambulance Station | Ground | 16 | Front roller door | TEM-0018 | Automatic Roller Door | 1 | TEM-0018 |  | Johns doors and gates |  |  |  |  | 2.8 | 5.8 |  |  |  |  | 21/3/2022 | 2 - Normal | 2 - Medium | 2 |  | 3 - Normal
Temora Ambulance Station | Temora Ambulance Station | Ground | 17 |  | TEM-0019 | A/C Unit Split (Indoor) | 1 | TEM-0019 |  | Mitsubishi | 1/1/2017 | SRK35ZSA-W | 757702575BE | [7 empty] | 21/3/2022 | 2 - Normal | 2 - Medium | 1 - Excellent |  | 3 - Normal
Temora Ambulance Station | Temora Ambulance Station | Ground | 18 |  | TEM-0020 | A/C Unit Split (Indoor) | 1 | TEM-0020 |  | Mitsubishi | 1/1/2017 | SRK35ZSA-W | 840504436BE | [7 empty] | 21/3/2022 | 2 - Normal | 2 - Medium | 1 - Excellent |  | 3 - Normal
Temora Ambulance Station | Temora Ambulance Station | Ground | 19 |  |  | Fie Extinguisher (Powder) | 1 | 0 | [12 empty] | 21/3/2022 | 2 - Normal | 2 - Medium | 1 - Excellent |  | 3 - Normal
Temora Ambulance Station | Temora Ambulance Station | Ground | 19 |  |  | Fire Blanket | 1 | 0 | [12 empty] | 21/3/2022 | 2 - Normal | 2 - Medium | 1 - Excellent |  | 3 - Normal
Temora Ambulance Station | Temora Ambulance Station | Ground | 19 |  |  | Smoke Detector | 1 | 0 | [12 empty] | 21/3/2022 | 2 - Normal | 2 - Medium | 1 - Excellent |  | 3 - Normal
Temora Ambulance Station | Temora Ambulance Station | Ground | 20 |  |  | Emergency Exit Light (Spitfire) | 1 | 0 | [12 empty] | 21/3/2022 | 2 - Normal | 2 - Medium | 1 - Excellent |  | 3 - Normal
Temora Ambulance Station | Temora Ambulance Station | Ground | 22 | Side station | TEM-0021 | Hot Water Heater | 1 | TEM-0021 |  | Thermann | 12/7/2019 | 250THMB136 | 19071220134H | 250 | [6 empty] | 21/3/2022 | 2 - Normal | 2 - Medium | 1 - Excellent |  | 3 - Normal
Temora Ambulance Station | Temora Ambulance Station | Ground | 22 | Side station | TEM-0022 | A/C Unit Split (Outdoor) | 1 | TEM-0022 |  | Mitsubishi | 1/1/2018 | SRC35ZSA-W | 880416632BE | [7 empty] | 21/3/2022 | 2 - Normal | 2 - Medium | 1 - Excellent |  | 3 - Normal
Temora Ambulance Station | Temora Ambulance Station | Ground | 22 | Side Station | TEM-0023 | A/C Unit Split (Outdoor) | 1 | TEM-0023 |  | Mitsubishi | 1/1/2018 | SRC35ZSA-W | 979802261BE | [7 empty] | 21/3/2022 | 2 - Normal | 2 - Medium | 1 - Excellent |  | 3 - Normal
Temora Ambulance Station | Temora Ambulance Station | Ground | 22 |  |  | Roof Anchor Points | 31 | 0 | [12 empty] | 21/3/2022 | 2 - Normal | 2 - Medium | 1 - Excellent |  | 3 - Normal
Temora Ambulance Station | Temora Ambulance Station | Ground | 22 |  |  | Roof Anchor Points | 31 | 0 | [12 empty] | 21/3/2022 | 2 - Normal | 2 - Medium | 1 - Excellent |  | 3 - Normal
Temora Ambulance Station | Temora Ambulance Station | Ground | 22 |  |  | Roof Anchor Points | 31 | 0 | [12 empty] | 21/3/2022 | 2 - Normal | 2 - Medium | 1 - Excellent |  | 3 - Normal
Temora Ambulance Station | Temora Ambulance Station | Ground | 22 |  |  | Roof Anchor Points | 31 | 0 | [12 empty] | 21/3/2022 | 2 - Normal | 2 - Medium | 1 - Excellent |  | 3 - Normal
Temora Ambulance Station | Temora Ambulance Station | Ground | 22 |  |  | Roof Anchor Points | 31 | 0 | [12 empty] | 21/3/2022 | 2 - Normal | 2 - Medium | 1 - Excellent |  | 3 - Normal
Temora Ambulance Station | Temora Ambulance Station | Ground | 22 |  |  | Roof Anchor Points | 31 | 0 | [12 empty] | 21/3/2022 | 2 - Normal | 2 - Medium | 1 - Excellent |  | 3 - Normal
Temora Ambulance Station | Temora Ambulance Station | Ground | 22 |  |  | Roof Anchor Points | 31 | 0 | [12 empty] | 21/3/2022 | 2 - Normal | 2 - Medium | 1 - Excellent |  | 3 - Normal
Temora Ambulance Station | Temora Ambulance Station | Ground | 22 |  |  | Roof Anchor Points | 31 | 0 | [12 empty] | 21/3/2022 | 2 - Normal | 2 - Medium | 1 - Excellent |  | 3 - Normal
Temora Ambulance Station | Temora Ambulance Station | Ground | 22 |  |  | Roof Anchor Points | 31 | 0 | [12 empty] | 21/3/2022 | 2 - Normal | 2 - Medium | 1 - Excellent |  | 3 - Normal
Temora Ambulance Station | Temora Ambulance Station | Ground | 22 |  |  | Roof Anchor Points | 31 | 0 | [12 empty] | 21/3/2022 | 2 - Normal | 2 - Medium | 1 - Excellent |  | 3 - Normal
Temora Ambulance Station | Temora Ambulance Station | Ground | 22 |  |  | Roof Anchor Points | 31 | 0 | [12 empty] | 21/3/2022 | 2 - Normal | 2 - Medium | 1 - Excellent |  | 3 - Normal
Temora Ambulance Station | Temora Ambulance Station | Ground | 22 |  |  | Roof Anchor Points | 31 | 0 | [12 empty] | 21/3/2022 | 2 - Normal | 2 - Medium | 1 - Excellent |  | 3 - Normal
Temora Ambulance Station | Temora Ambulance Station | Ground | 22 |  |  | Roof Anchor Points | 31 | 0 | [12 empty] | 21/3/2022 | 2 - Normal | 2 - Medium | 1 - Excellent |  | 3 - Normal
Temora Ambulance Station | Temora Ambulance Station | Ground | 22 |  |  | Roof Anchor Points | 31 | 0 | [12 empty] | 21/3/2022 | 2 - Normal | 2 - Medium | 1 - Excellent |  | 3 - Normal
Temora Ambulance Station | Temora Ambulance Station | Ground | 22 |  |  | Roof Anchor Points | 31 | 0 | [12 empty] | 21/3/2022 | 2 - Normal | 2 - Medium | 1 - Excellent |  | 3 - Normal
Temora Ambulance Station | Temora Ambulance Station | Ground | 22 |  |  | Roof Anchor Points | 31 | 0 | [12 empty] | 21/3/2022 | 2 - Normal | 2 - Medium | 1 - Excellent |  | 3 - Normal
Temora Ambulance Station | Temora Ambulance Station | Ground | 22 |  |  | Roof Anchor Points | 31 | 0 | [12 empty] | 21/3/2022 | 2 - Normal | 2 - Medium | 1 - Excellent |  | 3 - Normal
Temora Ambulance Station | Temora Ambulance Station | Ground | 22 |  |  | Roof Anchor Points | 31 | 0 | [12 empty] | 21/3/2022 | 2 - Normal | 2 - Medium | 1 - Excellent |  | 3 - Normal
Temora Ambulance Station | Temora Ambulance Station | Ground | 22 |  |  | Roof Anchor Points | 31 | 0 | [12 empty] | 21/3/2022 | 2 - Normal | 2 - Medium | 1 - Excellent |  | 3 - Normal
Temora Ambulance Station | Temora Ambulance Station | Ground | 22 |  |  | Roof Anchor Points | 31 | 0 | [12 empty] | 21/3/2022 | 2 - Normal | 2 - Medium | 1 - Excellent |  | 3 - Normal
Temora Ambulance Station | Temora Ambulance Station | Ground | 22 |  |  | Roof Anchor Points | 31 | 0 | [12 empty] | 21/3/2022 | 2 - Normal | 2 - Medium | 1 - Excellent |  | 3 - Normal
Temora Ambulance Station | Temora Ambulance Station | Ground | 22 |  |  | Roof Anchor Points | 31 | 0 | [12 empty] | 21/3/2022 | 2 - Normal | 2 - Medium | 1 - Excellent |  | 3 - Normal
Temora Ambulance Station | Temora Ambulance Station | Ground | 22 |  |  | Roof Anchor Points | 31 | 0 | [12 empty] | 21/3/2022 | 2 - Normal | 2 - Medium | 1 - Excellent |  | 3 - Normal
Temora Ambulance Station | Temora Ambulance Station | Ground | 22 |  |  | Roof Anchor Points | 31 | 0 | [12 empty] | 21/3/2022 | 2 - Normal | 2 - Medium | 1 - Excellent |  | 3 - Normal
Temora Ambulance Station | Temora Ambulance Station | Ground | 22 |  |  | Roof Anchor Points | 31 | 0 | [12 empty] | 21/3/2022 | 2 - Normal | 2 - Medium | 1 - Excellent |  | 3 - Normal
Temora Ambulance Station | Temora Ambulance Station | Ground | 22 |  |  | Roof Anchor Points | 31 | 0 | [12 empty] | 21/3/2022 | 2 - Normal | 2 - Medium | 1 - Excellent |  | 3 - Normal
Temora Ambulance Station | Temora Ambulance Station | Ground | 22 |  |  | Roof Anchor Points | 31 | 0 | [12 empty] | 21/3/2022 | 2 - Normal | 2 - Medium | 1 - Excellent |  | 3 - Normal
Temora Ambulance Station | Temora Ambulance Station | Ground | 22 |  |  | Roof Anchor Points | 31 | 0 | [12 empty] | 21/3/2022 | 2 - Normal | 2 - Medium | 1 - Excellent |  | 3 - Normal
Temora Ambulance Station | Temora Ambulance Station | Ground | 22 |  |  | Roof Anchor Points | 31 | 0 | [12 empty] | 21/3/2022 | 2 - Normal | 2 - Medium | 1 - Excellent |  | 3 - Normal
Temora Ambulance Station | Temora Ambulance Station | Ground | 22 |  |  | Roof Anchor Points | 31 | 0 | [12 empty] | 21/3/2022 | 2 - Normal | 2 - Medium | 1 - Excellent |  | 3 - Normal
Temora Ambulance Station | Temora Ambulance Station | Ground | 22 |  |  | Roof Anchor Points | 31 | 0 | [12 empty] | 21/3/2022 | 2 - Normal | 2 - Medium | 1 - Excellent |  | 3 - Normal
Temora Ambulance Station | Temora Ambulance Station | Ground | 22 | Front station | TEM-0024 | A/C Unit Split (Outdoor) | 1 | TEM-0024 |  | Mitsubishi | 1/1/2018 | SRC35ZSA-W | 880416492BE | [7 empty] | 21/3/2022 | 2 - Normal | 2 - Medium | 1 - Excellent |  | 3 - Normal
Temora Ambulance Station | Temora Ambulance Station | Ground | 22 | Front station | TEM-0025 | A/C Unit Split (Outdoor) | 1 | TEM-0025 |  | Mitsubishi | 1/1/2015 | DXC12ZMA-S | 582505458BE | [7 empty] | 21/3/2022 | 2 - Normal | 2 - Medium | 1 - Excellent |  | 3 - Normal
Temora Ambulance Station | Temora Ambulance Station | Ground | 22 | Side station | TEM-0026 | A/C Unit Split (Outdoor) | 1 | TEM-0026 |  | Mitsubishi | 1/1/2018 | SRC35ZSA-W | 979808706BE | [7 empty] | 21/3/2022 | 2 - Normal | 2 - Medium | 1 - Excellent |  | 3 - Normal
Temora Ambulance Station | Temora Ambulance Station | Ground | 22 | Side station | TEM-0027 | Hot Water Heater | 1 | TEM-0027 |  | Forte | [10 empty] | 21/3/2022 | 2 - Normal | 2 - Medium | 1 - Excellent |  | 3 - Normal
Temora Ambulance Station | Temora Ambulance Station | Ground | 22 | Side station | TEM-0028 | A/C Unit Split (Outdoor) | 1 | TEM-0028 |  | Mitsubishi | 1/1/2018 | SRC35ZSA-W | 880416634BE | [7 empty] | 21/3/2022 | 2 - Normal | 2 - Medium | 1 - Excellent |  | 3 - Normal
Temora Ambulance Station | Temora Ambulance Station | Ground | 22 | Rear station | TEM-0029 | A/C Unit Split (Outdoor) | 1 | TEM-0029 |  | Mitsubishi |  | SRC50ZGX-S | 741203993 | [7 empty] | 21/3/2022 | 2 - Normal | 2 - Medium | 1 - Excellent |  | 3 - Normal
Temora Ambulance Station | Temora Ambulance Station | Ground | 22 | Rear station | TEM-0030 | A/C Unit Split (Outdoor) | 1 | TEM-0030 |  | Mitsubishi | 1/1/2018 | SRC35ZSA-W | 979802269BE | [7 empty] | 21/3/2022 | 2 - Normal | 2 - Medium | 1 - Excellent |  | 3 - Normal
Temora Ambulance Station | Temora Ambulance Station | Ground | 22 | Rear station | TEM-0031 | Main Switchboard | 1 | TEM-0031 | [12 empty] | 21/3/2022 | 2 - Normal | 2 - Medium | 1 - Excellent |  | 3 - Normal
Temora Ambulance Station | Temora Ambulance Station | Ground | 22 | On main switchboard |  | RCBO | 9 | 0 |  | Clipsal |  | RCBE210/30S C10 | [5 empty] | TEM-0031 |  |  | 21/3/2022 | 2 - Normal | 2 - Medium | 1 - Excellent |  | 3 - Normal
Temora Ambulance Station | Temora Ambulance Station | Ground | 22 | On main switchboard |  | RCBO | 9 | 0 |  | Clipsal |  | RCBE210/30S C10 | [5 empty] | TEM-0031 |  |  | 21/3/2022 | 2 - Normal | 2 - Medium | 1 - Excellent |  | 3 - Normal
Temora Ambulance Station | Temora Ambulance Station | Ground | 22 | On main switchboard |  | RCBO | 9 | 0 |  | Clipsal |  | RCBE210/30S C10 | [5 empty] | TEM-0031 |  |  | 21/3/2022 | 2 - Normal | 2 - Medium | 1 - Excellent |  | 3 - Normal
Temora Ambulance Station | Temora Ambulance Station | Ground | 22 | On main switchboard |  | RCBO | 9 | 0 |  | Clipsal |  | RCBE210/30S C10 | [5 empty] | TEM-0031 |  |  | 21/3/2022 | 2 - Normal | 2 - Medium | 1 - Excellent |  | 3 - Normal
Temora Ambulance Station | Temora Ambulance Station | Ground | 22 | On main switchboard |  | RCBO | 9 | 0 |  | Clipsal |  | RCBE210/30S C10 | [5 empty] | TEM-0031 |  |  | 21/3/2022 | 2 - Normal | 2 - Medium | 1 - Excellent |  | 3 - Normal
Temora Ambulance Station | Temora Ambulance Station | Ground | 22 | On main switchboard |  | RCBO | 9 | 0 |  | Clipsal |  | RCBE210/30S C10 | [5 empty] | TEM-0031 |  |  | 21/3/2022 | 2 - Normal | 2 - Medium | 1 - Excellent |  | 3 - Normal
Temora Ambulance Station | Temora Ambulance Station | Ground | 22 | On main switchboard |  | RCBO | 9 | 0 |  | Clipsal |  | RCBE210/30S C10 | [5 empty] | TEM-0031 |  |  | 21/3/2022 | 2 - Normal | 2 - Medium | 1 - Excellent |  | 3 - Normal
Temora Ambulance Station | Temora Ambulance Station | Ground | 22 | On main switchboard |  | RCBO | 9 | 0 |  | Clipsal |  | RCBE210/30S C10 | [5 empty] | TEM-0031 |  |  | 21/3/2022 | 2 - Normal | 2 - Medium | 1 - Excellent |  | 3 - Normal
Temora Ambulance Station | Temora Ambulance Station | Ground | 22 | On main switchboard |  | RCBO | 9 | 0 |  | Clipsal |  | RCBE210/30S C10 | [5 empty] | TEM-0031 |  |  | 21/3/2022 | 2 - Normal | 2 - Medium | 1 - Excellent |  | 3 - Normal
Temora Ambulance Station | Temora Ambulance Station | Ground | 22 | On main switchboard |  | RCBO | 6 | 0 |  | Clipsal |  | RCBE216/30S C16 | [5 empty] | TEM-0031 |  |  | 21/3/2022 | 2 - Normal | 2 - Medium | 1 - Excellent |  | 3 - Normal
Temora Ambulance Station | Temora Ambulance Station | Ground | 22 | On main switchboard |  | RCBO | 6 | 0 |  | Clipsal |  | RCBE216/30S C16 | [5 empty] | TEM-0031 |  |  | 21/3/2022 | 2 - Normal | 2 - Medium | 1 - Excellent |  | 3 - Normal
Temora Ambulance Station | Temora Ambulance Station | Ground | 22 | On main switchboard |  | RCBO | 6 | 0 |  | Clipsal |  | RCBE216/30S C16 | [5 empty] | TEM-0031 |  |  | 21/3/2022 | 2 - Normal | 2 - Medium | 1 - Excellent |  | 3 - Normal
Temora Ambulance Station | Temora Ambulance Station | Ground | 22 | On main switchboard |  | RCBO | 6 | 0 |  | Clipsal |  | RCBE216/30S C16 | [5 empty] | TEM-0031 |  |  | 21/3/2022 | 2 - Normal | 2 - Medium | 1 - Excellent |  | 3 - Normal
Temora Ambulance Station | Temora Ambulance Station | Ground | 22 | On main switchboard |  | RCBO | 6 | 0 |  | Clipsal |  | RCBE216/30S C16 | [5 empty] | TEM-0031 |  |  | 21/3/2022 | 2 - Normal | 2 - Medium | 1 - Excellent |  | 3 - Normal
Temora Ambulance Station | Temora Ambulance Station | Ground | 22 | On main switchboard |  | RCBO | 6 | 0 |  | Clipsal |  | RCBE216/30S C16 | [5 empty] | TEM-0031 |  |  | 21/3/2022 | 2 - Normal | 2 - Medium | 1 - Excellent |  | 3 - Normal
Temora Ambulance Station | Temora Ambulance Station | Ground | 22 | On main switchboard |  | RCBO | 2 | 0 |  | Clipsal |  | RCBE220/30S C20 | [5 empty] | TEM-0031 |  |  | 21/3/2022 | 2 - Normal | 2 - Medium | 1 - Excellent |  | 3 - Normal
Temora Ambulance Station | Temora Ambulance Station | Ground | 22 | On main switchboard |  | RCBO | 2 | 0 |  | Clipsal |  | RCBE220/30S C20 | [5 empty] | TEM-0031 |  |  | 21/3/2022 | 2 - Normal | 2 - Medium | 1 - Excellent |  | 3 - Normal
Harden Ambulance Station (RAIR) | Harden Ambulance Station (RAIR) | Ground | 1 | Above entry door near lounge |  | Emergency Exit Light (Green) | 1 | 0 | [12 empty] | 22/3/2022 | 2 - Normal | 2 - Medium | 1 - Excellent |  | 3 - Normal
Harden Ambulance Station (RAIR) | Harden Ambulance Station (RAIR) | Ground | 1 | Above lounge area |  | Smoke Detector | 1 | 0 | [12 empty] | 22/3/2022 | 2 - Normal | 2 - Medium | 1 - Excellent |  | 3 - Normal
Harden Ambulance Station (RAIR) | Harden Ambulance Station (RAIR) | Ground | 1 | Outside office next to kitchen |  | Smoke Detector | 1 | 0 | [12 empty] | 22/3/2022 | 2 - Normal | 2 - Medium | 1 - Excellent |  | 3 - Normal
Harden Ambulance Station (RAIR) | Harden Ambulance Station (RAIR) | Ground | 1 | Kitchen/lounge |  | Emergency Exit Light (Spitfire) | 1 | 0 | [12 empty] | 22/3/2022 | 2 - Normal | 2 - Medium | 1 - Excellent |  | 3 - Normal
Harden Ambulance Station (RAIR) | Harden Ambulance Station (RAIR) | Ground | 1 | Kitchen/lounge |  | A/C Cassette | 1 | 0 |  | Daikin | [10 empty] | 22/3/2022 | 2 - Normal | 2 - Medium | 1 - Excellent |  | 3 - Normal
Harden Ambulance Station (RAIR) | Harden Ambulance Station (RAIR) | Ground | 1 |  | HAR-0001 | Fie Extinguisher (Powder) | 1 | HAR-0001 | [12 empty] | 22/3/2022 | 2 - Normal | 2 - Medium | 1 - Excellent |  | 3 - Normal
Harden Ambulance Station (RAIR) | Harden Ambulance Station (RAIR) | Ground | 1 |  | HAR-0001 | Fire Blanket | 1 | HAR-0001 | [12 empty] | 22/3/2022 | 2 - Normal | 2 - Medium | 1 - Excellent |  | 3 - Normal
Harden Ambulance Station (RAIR) | Harden Ambulance Station (RAIR) | Ground | 1 | Charge area | HAR-0003 | A/C Unit Split (Indoor) | 1 | HAR-0003 |  | Daikin | 1/1/2017 | FXAQ20PVE | E022121 | [7 empty] | 22/3/2022 | 2 - Normal | 2 - Medium | 1 - Excellent |  | 3 - Normal
Harden Ambulance Station (RAIR) | Harden Ambulance Station (RAIR) | Ground | 1 | Under sink | HAR-0004 | Hot water service | 1 | HAR-0004 |  | Billi |  | Billi Quadra 460 XL 904060LCH | P 02 66 4591 LCH | [7 empty] | 22/3/2022 | 2 - Normal | 2 - Medium | 1 - Excellent |  | 3 - Normal
Harden Ambulance Station (RAIR) | Harden Ambulance Station (RAIR) | Ground | 1 | Corridor outside lockers |  | Emergency Exit Light (Spitfire) | 1 | 0 | [12 empty] | 22/3/2022 | 2 - Normal | 2 - Medium | 1 - Excellent |  | 3 - Normal
Harden Ambulance Station (RAIR) | Harden Ambulance Station (RAIR) | Ground | 1 | Outside managers office |  | Smoke Detector | 1 | 0 | [12 empty] | 22/3/2022 | 2 - Normal | 2 - Medium | 1 - Excellent |  | 3 - Normal
Harden Ambulance Station (RAIR) | Harden Ambulance Station (RAIR) | Ground | 1 | End corridor next to managers office |  | Emergency Exit Light (Green) | 1 | 0 | [12 empty] | 22/3/2022 | 2 - Normal | 2 - Medium | 1 - Excellent |  | 3 - Normal
Harden Ambulance Station (RAIR) | Harden Ambulance Station (RAIR) | Ground | 2 |  |  | A/C Cassette | 1 | 0 |  | Daikin | [10 empty] | 22/3/2022 | 2 - Normal | 2 - Medium | 1 - Excellent |  | 3 - Normal
Harden Ambulance Station (RAIR) | Harden Ambulance Station (RAIR) | Ground | 2 |  |  | Smoke Detector | 1 | 0 | [12 empty] | 22/3/2022 | 2 - Normal | 2 - Medium | 1 - Excellent |  | 3 - Normal
Harden Ambulance Station (RAIR) | Harden Ambulance Station (RAIR) | Ground | 2 |  |  | A/C Centralized Controller | 1 | 0 | [12 empty] | 22/3/2022 | 2 - Normal | 2 - Medium | 1 - Excellent |  | 3 - Normal
Harden Ambulance Station (RAIR) | Harden Ambulance Station (RAIR) | Ground | 4 | Left of door to charge area |  | Wallmount Battery Charger | 1 | 0 |  | Durst |  | BCSW - 1225 B | 123488 | [7 empty] | 22/3/2022 | 2 - Normal | 2 - Medium | 1 - Excellent |  | 3 - Normal
Harden Ambulance Station (RAIR) | Harden Ambulance Station (RAIR) | Ground | 4 | Left of door to charge area |  | Vehicle Battery Charger | 1 | 0 |  | Durst |  | BCS-1225C | A90816036 | [7 empty] | 22/3/2022 | 2 - Normal | 2 - Medium | 1 - Excellent |  | 3 - Normal
Harden Ambulance Station (RAIR) | Harden Ambulance Station (RAIR) | Ground | 4 | Right of door to charge area |  | Wallmount Battery Charger | 1 | 0 |  | Durst |  | BCSW - 1225 B | 123484 | [7 empty] | 22/3/2022 | 2 - Normal | 2 - Medium | 1 - Excellent |  | 3 - Normal
Harden Ambulance Station (RAIR) | Harden Ambulance Station (RAIR) | Ground | 4 | Right of door to charge area |  | Vehicle Battery Charger | 1 | 0 |  | Durst |  | BCS-1225C | A90416048 | [7 empty] | 22/3/2022 | 2 - Normal | 2 - Medium | 1 - Excellent |  | 3 - Normal
Harden Ambulance Station (RAIR) | Harden Ambulance Station (RAIR) | Ground |  | Corner plant, near O2 room | HAR-0005 | Fire Extinguisher (C02) | 1 | HAR-0005 | [12 empty] | 22/3/2022 | 2 - Normal | 2 - Medium | 1 - Excellent |  | 3 - Normal
Harden Ambulance Station (RAIR) | Harden Ambulance Station (RAIR) | Ground | 4 | Above door to outdoor area |  | Emergency Exit Light (Green) | 1 | 0 | [12 empty] | 22/3/2022 | 2 - Normal | 2 - Medium | 1 - Excellent |  | 3 - Normal
Harden Ambulance Station (RAIR) | Harden Ambulance Station (RAIR) | Ground | 4 |  |  | Emergency Exit Light (Spitfire) | 2 | 0 | [12 empty] | 22/3/2022 | 2 - Normal | 2 - Medium | 1 - Excellent |  | 3 - Normal
Harden Ambulance Station (RAIR) | Harden Ambulance Station (RAIR) | Ground | 4 |  |  | Emergency Exit Light (Spitfire) | 2 | 0 | [12 empty] | 22/3/2022 | 2 - Normal | 2 - Medium | 1 - Excellent |  | 3 - Normal
Harden Ambulance Station (RAIR) | Harden Ambulance Station (RAIR) | Ground | 4 | Right of medical store | HAR-0006 | Fie Extinguisher (Powder) | 1 | HAR-0006 | [12 empty] | 22/3/2022 | 2 - Normal | 2 - Medium | 1 - Excellent |  | 3 - Normal
Harden Ambulance Station (RAIR) | Harden Ambulance Station (RAIR) | Ground | 4 | Left of medical store |  | Wallmount Battery Charger | 1 | 0 |  | Durst |  | BCSW - 1225 B | 123486 | [7 empty] | 22/3/2022 | 2 - Normal | 2 - Medium | 1 - Excellent |  | 3 - Normal
Harden Ambulance Station (RAIR) | Harden Ambulance Station (RAIR) | Ground | 4 | Left of Medical Store |  | Vehicle Battery Charger | 1 | 0 |  | Durst |  | BCS-1225C | A90416046 | [7 empty] | 22/3/2022 | 2 - Normal | 2 - Medium | 1 - Excellent |  | 3 - Normal
Harden Ambulance Station (RAIR) | Harden Ambulance Station (RAIR) | Ground | 4 |  | HAR-0007 | Stainless Steel Commercial Sink | 1 | HAR-0007 | [12 empty] | 22/3/2022 | 2 - Normal | 2 - Medium | 1 - Excellent |  | 3 - Normal
Harden Ambulance Station (RAIR) | Harden Ambulance Station (RAIR) | Ground | 4 | Corner plant near sink | HAR-0009 | Pressure Cleaner | 1 | HAR-0009 |  | Nilfisk |  | SC UNO 4M-140/620 PS | 107340500 | [7 empty] | 22/3/2022 | 2 - Normal | 2 - Medium | 1 - Excellent |  | 3 - Normal
Harden Ambulance Station (RAIR) | Harden Ambulance Station (RAIR) | Ground | 6 |  | HAR-0010 | Safe | 1 | HAR-0010 |  | Guardall | [10 empty] | 22/3/2022 | 2 - Normal | 2 - Medium | 1 - Excellent |  | 3 - Normal
Harden Ambulance Station (RAIR) | Harden Ambulance Station (RAIR) | Ground | 6 |  | HAR-0011 | EKA controller box | 1 | HAR-0011 | [12 empty] | 22/3/2022 | 2 - Normal | 2 - Medium | 1 - Excellent |  | 3 - Normal
Harden Ambulance Station (RAIR) | Harden Ambulance Station (RAIR) | Ground | 6 |  |  | Emergency Exit Light (Spitfire) | 1 | 0 | [12 empty] | 22/3/2022 | 2 - Normal | 2 - Medium | 1 - Excellent |  | 3 - Normal
Harden Ambulance Station (RAIR) | Harden Ambulance Station (RAIR) | Ground | 6 |  |  | A/C Cassette | 1 | 0 |  | Daikin | [10 empty] | 22/3/2022 | 2 - Normal | 2 - Medium | 1 - Excellent |  | 3 - Normal
Harden Ambulance Station (RAIR) | Harden Ambulance Station (RAIR) | Ground | 7 |  |  | Smoke Detector | 1 | 0 | [12 empty] | 22/3/2022 | 2 - Normal | 2 - Medium | 1 - Excellent |  | 3 - Normal
Harden Ambulance Station (RAIR) | Harden Ambulance Station (RAIR) | Ground | 7 |  |  | Emergency Exit Light (Spitfire) | 1 | 0 | [12 empty] | 22/3/2022 | 2 - Normal | 2 - Medium | 1 - Excellent |  | 3 - Normal
Harden Ambulance Station (RAIR) | Harden Ambulance Station (RAIR) | Ground | 7 |  |  | A/C Cassette | 1 | 0 |  | Daikin | [10 empty] | 22/3/2022 | 2 - Normal | 2 - Medium | 1 - Excellent |  | 3 - Normal
Harden Ambulance Station (RAIR) | Harden Ambulance Station (RAIR) | Ground | 8 |  | HAR-0012 | Fire Blanket | 1 | HAR-0012 | [12 empty] | 22/3/2022 | 2 - Normal | 2 - Medium | 1 - Excellent |  | 3 - Normal
Harden Ambulance Station (RAIR) | Harden Ambulance Station (RAIR) | Ground | 8 |  | HAR-0013 | Fie Extinguisher (Powder) | 1 | HAR-0013 | [12 empty] | 22/3/2022 | 2 - Normal | 2 - Medium | 1 - Excellent |  | 3 - Normal
Harden Ambulance Station (RAIR) | Harden Ambulance Station (RAIR) | Ground | 8 |  |  | Emergency Exit Light (Spitfire) | 1 | 0 | [12 empty] | 22/3/2022 | 2 - Normal | 2 - Medium | 1 - Excellent |  | 3 - Normal
Harden Ambulance Station (RAIR) | Harden Ambulance Station (RAIR) | Ground | 8 |  |  | Smoke Detector | 1 | 0 | [12 empty] | 22/3/2022 | 2 - Normal | 2 - Medium | 1 - Excellent |  | 3 - Normal
Harden Ambulance Station (RAIR) | Harden Ambulance Station (RAIR) | Ground | 8 |  |  | A/C Cassette | 1 | 0 |  | Daikin | [10 empty] | 22/3/2022 | 2 - Normal | 2 - Medium | 1 - Excellent |  | 3 - Normal
Harden Ambulance Station (RAIR) | Harden Ambulance Station (RAIR) | Ground | 9 |  | HAR-0014 | TMV | 1 | HAR-0014 |  | Tomson | [10 empty] | 22/3/2022 | 2 - Normal | 2 - Medium | 1 - Excellent |  | 3 - Normal
Harden Ambulance Station (RAIR) | Harden Ambulance Station (RAIR) | Ground | 12 |  | HAR-0015 | TMV | 1 | HAR-0015 | [12 empty] | 22/3/2022 | 2 - Normal | 2 - Medium | 1 - Excellent |  | 3 - Normal
Harden Ambulance Station (RAIR) | Harden Ambulance Station (RAIR) | Ground | 12 |  |  | Emergency Exit Light (Spitfire) | 1 | 0 | [12 empty] | 22/3/2022 | 2 - Normal | 2 - Medium | 1 - Excellent |  | 3 - Normal
Harden Ambulance Station (RAIR) | Harden Ambulance Station (RAIR) | Ground | 12 |  |  | Thermal Heat Detector | 1 | 0 | [12 empty] | 22/3/2022 | 2 - Normal | 2 - Medium | 1 - Excellent |  | 3 - Normal
Harden Ambulance Station (RAIR) | Harden Ambulance Station (RAIR) | Ground | 4 | Large door | HAR-0016 | Automatic Bi-fold Door | 1 | HAR-0016 | [6 empty] | 3.3 | 7.9 |  |  |  |  | 22/3/2022 | 2 - Normal | 2 - Medium | 1 - Excellent |  | 3 - Normal
Harden Ambulance Station (RAIR) | Harden Ambulance Station (RAIR) | Ground | 4 | Smaller door | HAR-0017 | Automatic Bi-fold Door | 1 | HAR-0017 | [6 empty] | 3.4 | 4.3 |  |  |  |  | 22/3/2022 | 2 - Normal | 2 - Medium | 1 - Excellent |  | 3 - Normal
Harden Ambulance Station (RAIR) | Harden Ambulance Station (RAIR) | Ground | 4 | Next to bi fold door motor |  | UPS | 1 | 0 |  | Upsonic Power | 29/1/2021 | Cirrus | [8 empty] | 22/3/2022 | 2 - Normal | 2 - Medium | 1 - Excellent |  | 3 - Normal
Harden Ambulance Station (RAIR) | Harden Ambulance Station (RAIR) | Ground | 4 | Larger bi fold door |  | Automatic BiFold Door Motor | 1 | 0 |  | Grifco | [10 empty] | 22/3/2022 | 2 - Normal | 2 - Medium | 1 - Excellent |  | 3 - Normal
Harden Ambulance Station (RAIR) | Harden Ambulance Station (RAIR) | Ground | 4 | Smaller bi fold door |  | Automatic BiFold Door Motor | 1 | 0 |  | Grifco | [10 empty] | 22/3/2022 | 2 - Normal | 2 - Medium | 1 - Excellent |  | 3 - Normal
Harden Ambulance Station (RAIR) | Harden Ambulance Station (RAIR) | Ground | 13 |  | HAR-0018 | Main Switchboard | 1 | HAR-0018 |  | NHP | 12/12/2016 | Concept Plus Panelboard | [8 empty] | 22/3/2022 | 2 - Normal | 2 - Medium | 1 - Excellent |  | 3 - Normal
Harden Ambulance Station (RAIR) | Harden Ambulance Station (RAIR) | Ground | 13 | Main Switchboard |  | RCBO | 20 | 0 |  | NHP |  | Din-Safe DSRCBH61630A C16 | [5 empty] | HAR-0018 |  |  | 22/3/2022 | 2 - Normal | 2 - Medium | 1 - Excellent |  | 3 - Normal
Harden Ambulance Station (RAIR) | Harden Ambulance Station (RAIR) | Ground | 13 | Main Switchboard |  | RCBO | 20 | 0 |  | NHP |  | Din-Safe DSRCBH61630A C16 | [5 empty] | HAR-0018 |  |  | 22/3/2022 | 2 - Normal | 2 - Medium | 1 - Excellent |  | 3 - Normal
Harden Ambulance Station (RAIR) | Harden Ambulance Station (RAIR) | Ground | 13 | Main Switchboard |  | RCBO | 20 | 0 |  | NHP |  | Din-Safe DSRCBH61630A C16 | [5 empty] | HAR-0018 |  |  | 22/3/2022 | 2 - Normal | 2 - Medium | 1 - Excellent |  | 3 - Normal
Harden Ambulance Station (RAIR) | Harden Ambulance Station (RAIR) | Ground | 13 | Main Switchboard |  | RCBO | 20 | 0 |  | NHP |  | Din-Safe DSRCBH61630A C16 | [5 empty] | HAR-0018 |  |  | 22/3/2022 | 2 - Normal | 2 - Medium | 1 - Excellent |  | 3 - Normal
Harden Ambulance Station (RAIR) | Harden Ambulance Station (RAIR) | Ground | 13 | Main Switchboard |  | RCBO | 20 | 0 |  | NHP |  | Din-Safe DSRCBH61630A C16 | [5 empty] | HAR-0018 |  |  | 22/3/2022 | 2 - Normal | 2 - Medium | 1 - Excellent |  | 3 - Normal
Harden Ambulance Station (RAIR) | Harden Ambulance Station (RAIR) | Ground | 13 | Main Switchboard |  | RCBO | 20 | 0 |  | NHP |  | Din-Safe DSRCBH61630A C16 | [5 empty] | HAR-0018 |  |  | 22/3/2022 | 2 - Normal | 2 - Medium | 1 - Excellent |  | 3 - Normal
Harden Ambulance Station (RAIR) | Harden Ambulance Station (RAIR) | Ground | 13 | Main Switchboard |  | RCBO | 20 | 0 |  | NHP |  | Din-Safe DSRCBH61630A C16 | [5 empty] | HAR-0018 |  |  | 22/3/2022 | 2 - Normal | 2 - Medium | 1 - Excellent |  | 3 - Normal
Harden Ambulance Station (RAIR) | Harden Ambulance Station (RAIR) | Ground | 13 | Main Switchboard |  | RCBO | 20 | 0 |  | NHP |  | Din-Safe DSRCBH61630A C16 | [5 empty] | HAR-0018 |  |  | 22/3/2022 | 2 - Normal | 2 - Medium | 1 - Excellent |  | 3 - Normal
Harden Ambulance Station (RAIR) | Harden Ambulance Station (RAIR) | Ground | 13 | Main Switchboard |  | RCBO | 20 | 0 |  | NHP |  | Din-Safe DSRCBH61630A C16 | [5 empty] | HAR-0018 |  |  | 22/3/2022 | 2 - Normal | 2 - Medium | 1 - Excellent |  | 3 - Normal
Harden Ambulance Station (RAIR) | Harden Ambulance Station (RAIR) | Ground | 13 | Main Switchboard |  | RCBO | 20 | 0 |  | NHP |  | Din-Safe DSRCBH61630A C16 | [5 empty] | HAR-0018 |  |  | 22/3/2022 | 2 - Normal | 2 - Medium | 1 - Excellent |  | 3 - Normal
Harden Ambulance Station (RAIR) | Harden Ambulance Station (RAIR) | Ground | 13 | Main Switchboard |  | RCBO | 20 | 0 |  | NHP |  | Din-Safe DSRCBH61630A C16 | [5 empty] | HAR-0018 |  |  | 22/3/2022 | 2 - Normal | 2 - Medium | 1 - Excellent |  | 3 - Normal
Harden Ambulance Station (RAIR) | Harden Ambulance Station (RAIR) | Ground | 13 | Main Switchboard |  | RCBO | 20 | 0 |  | NHP |  | Din-Safe DSRCBH61630A C16 | [5 empty] | HAR-0018 |  |  | 22/3/2022 | 2 - Normal | 2 - Medium | 1 - Excellent |  | 3 - Normal
Harden Ambulance Station (RAIR) | Harden Ambulance Station (RAIR) | Ground | 13 | Main Switchboard |  | RCBO | 20 | 0 |  | NHP |  | Din-Safe DSRCBH61630A C16 | [5 empty] | HAR-0018 |  |  | 22/3/2022 | 2 - Normal | 2 - Medium | 1 - Excellent |  | 3 - Normal
Harden Ambulance Station (RAIR) | Harden Ambulance Station (RAIR) | Ground | 13 | Main Switchboard |  | RCBO | 20 | 0 |  | NHP |  | Din-Safe DSRCBH61630A C16 | [5 empty] | HAR-0018 |  |  | 22/3/2022 | 2 - Normal | 2 - Medium | 1 - Excellent |  | 3 - Normal
Harden Ambulance Station (RAIR) | Harden Ambulance Station (RAIR) | Ground | 13 | Main Switchboard |  | RCBO | 20 | 0 |  | NHP |  | Din-Safe DSRCBH61630A C16 | [5 empty] | HAR-0018 |  |  | 22/3/2022 | 2 - Normal | 2 - Medium | 1 - Excellent |  | 3 - Normal
Harden Ambulance Station (RAIR) | Harden Ambulance Station (RAIR) | Ground | 13 | Main Switchboard |  | RCBO | 20 | 0 |  | NHP |  | Din-Safe DSRCBH61630A C16 | [5 empty] | HAR-0018 |  |  | 22/3/2022 | 2 - Normal | 2 - Medium | 1 - Excellent |  | 3 - Normal
Harden Ambulance Station (RAIR) | Harden Ambulance Station (RAIR) | Ground | 13 | Main Switchboard |  | RCBO | 20 | 0 |  | NHP |  | Din-Safe DSRCBH61630A C16 | [5 empty] | HAR-0018 |  |  | 22/3/2022 | 2 - Normal | 2 - Medium | 1 - Excellent |  | 3 - Normal
Harden Ambulance Station (RAIR) | Harden Ambulance Station (RAIR) | Ground | 13 | Main Switchboard |  | RCBO | 20 | 0 |  | NHP |  | Din-Safe DSRCBH61630A C16 | [5 empty] | HAR-0018 |  |  | 22/3/2022 | 2 - Normal | 2 - Medium | 1 - Excellent |  | 3 - Normal
Harden Ambulance Station (RAIR) | Harden Ambulance Station (RAIR) | Ground | 13 | Main Switchboard |  | RCBO | 20 | 0 |  | NHP |  | Din-Safe DSRCBH61630A C16 | [5 empty] | HAR-0018 |  |  | 22/3/2022 | 2 - Normal | 2 - Medium | 1 - Excellent |  | 3 - Normal
Harden Ambulance Station (RAIR) | Harden Ambulance Station (RAIR) | Ground | 13 | Main Switchboard |  | RCBO | 20 | 0 |  | NHP |  | Din-Safe DSRCBH61630A C16 | [5 empty] | HAR-0018 |  |  | 22/3/2022 | 2 - Normal | 2 - Medium | 1 - Excellent |  | 3 - Normal
Harden Ambulance Station (RAIR) | Harden Ambulance Station (RAIR) | Ground | 13 | Main Switchboard |  | RCBO | 1 | 0 |  | NHP |  | Din-Safe DSRCBH62030A C20 | [8 empty] | 22/3/2022 | 2 - Normal | 2 - Medium | 1 - Excellent |  | 3 - Normal
Harden Ambulance Station (RAIR) | Harden Ambulance Station (RAIR) | Ground | 14 |  | HAR-0019 | Oil Separator Tank | 1 | HAR-0019 | [12 empty] | 22/3/2022 | 2 - Normal | 2 - Medium | 1 - Excellent |  | 3 - Normal
Harden Ambulance Station (RAIR) | Harden Ambulance Station (RAIR) | Ground | 14 |  | HAR-0020 | Diaphragm Pump | 1 | HAR-0020 |  | ASM PUMPS |  | DS25 | 23356 | [7 empty] | 22/3/2022 | 2 - Normal | 2 - Medium | 1 - Excellent |  | 3 - Normal
Harden Ambulance Station (RAIR) | Harden Ambulance Station (RAIR) | Ground | 14 |  | HAR-0021 | Oil Seperator Induction Motor | 1 | HAR-0021 |  | WEG | 7/3/2018 | W21 | 1031500288 | [7 empty] | 22/3/2022 | 2 - Normal | 2 - Medium | 1 - Excellent |  | 3 - Normal
Harden Ambulance Station (RAIR) | Harden Ambulance Station (RAIR) | Ground | 15 | Near main switchboard room | HAR-0022 | Generator Supply Inlet Socket | 1 | HAR-0022 | [12 empty] | 22/3/2022 | 2 - Normal | 2 - Medium | 1 - Excellent |  | 3 - Normal
Harden Ambulance Station (RAIR) | Harden Ambulance Station (RAIR) | Ground | 15 | Next to outdoor rec area | HAR-0023 | Dual Pump Controller | 1 | HAR-0023 |  | All pumps |  | FPC-30020-C | 47120 | [7 empty] | 22/3/2022 | 2 - Normal | 2 - Medium | 1 - Excellent |  | 3 - Normal
Harden Ambulance Station (RAIR) | Harden Ambulance Station (RAIR) | Ground | 15 | Front lawn area |  | RPZ | 1 | 0 |  | Febco |  | 860L DN25H | 8120 | [7 empty] | 22/3/2022 | 2 - Normal | 2 - Medium | 1 - Excellent |  | 3 - Normal
Harden Ambulance Station (RAIR) | Harden Ambulance Station (RAIR) | Ground | 15 | Next to flag pole | HAR-0024 | Main Switchboard | 1 | HAR-0024 |  | Digi Tek | [10 empty] | 22/3/2022 | 2 - Normal | 2 - Medium | 1 - Excellent |  | 3 - Normal
Harden Ambulance Station (RAIR) | Harden Ambulance Station (RAIR) | Ground | 15 |  |  | Roof Anchor Points | 13 | 0 | [12 empty] | 22/3/2022 | 2 - Normal | 2 - Medium | 1 - Excellent |  | 3 - Normal
Harden Ambulance Station (RAIR) | Harden Ambulance Station (RAIR) | Ground | 15 |  |  | Roof Anchor Points | 13 | 0 | [12 empty] | 22/3/2022 | 2 - Normal | 2 - Medium | 1 - Excellent |  | 3 - Normal
Harden Ambulance Station (RAIR) | Harden Ambulance Station (RAIR) | Ground | 15 |  |  | Roof Anchor Points | 13 | 0 | [12 empty] | 22/3/2022 | 2 - Normal | 2 - Medium | 1 - Excellent |  | 3 - Normal
Harden Ambulance Station (RAIR) | Harden Ambulance Station (RAIR) | Ground | 15 |  |  | Roof Anchor Points | 13 | 0 | [12 empty] | 22/3/2022 | 2 - Normal | 2 - Medium | 1 - Excellent |  | 3 - Normal
Harden Ambulance Station (RAIR) | Harden Ambulance Station (RAIR) | Ground | 15 |  |  | Roof Anchor Points | 13 | 0 | [12 empty] | 22/3/2022 | 2 - Normal | 2 - Medium | 1 - Excellent |  | 3 - Normal
Harden Ambulance Station (RAIR) | Harden Ambulance Station (RAIR) | Ground | 15 |  |  | Roof Anchor Points | 13 | 0 | [12 empty] | 22/3/2022 | 2 - Normal | 2 - Medium | 1 - Excellent |  | 3 - Normal
Harden Ambulance Station (RAIR) | Harden Ambulance Station (RAIR) | Ground | 15 |  |  | Roof Anchor Points | 13 | 0 | [12 empty] | 22/3/2022 | 2 - Normal | 2 - Medium | 1 - Excellent |  | 3 - Normal
Harden Ambulance Station (RAIR) | Harden Ambulance Station (RAIR) | Ground | 15 |  |  | Roof Anchor Points | 13 | 0 | [12 empty] | 22/3/2022 | 2 - Normal | 2 - Medium | 1 - Excellent |  | 3 - Normal
Harden Ambulance Station (RAIR) | Harden Ambulance Station (RAIR) | Ground | 15 |  |  | Roof Anchor Points | 13 | 0 | [12 empty] | 22/3/2022 | 2 - Normal | 2 - Medium | 1 - Excellent |  | 3 - Normal
Harden Ambulance Station (RAIR) | Harden Ambulance Station (RAIR) | Ground | 15 |  |  | Roof Anchor Points | 13 | 0 | [12 empty] | 22/3/2022 | 2 - Normal | 2 - Medium | 1 - Excellent |  | 3 - Normal
Harden Ambulance Station (RAIR) | Harden Ambulance Station (RAIR) | Ground | 15 |  |  | Roof Anchor Points | 13 | 0 | [12 empty] | 22/3/2022 | 2 - Normal | 2 - Medium | 1 - Excellent |  | 3 - Normal
Harden Ambulance Station (RAIR) | Harden Ambulance Station (RAIR) | Ground | 15 |  |  | Roof Anchor Points | 13 | 0 | [12 empty] | 22/3/2022 | 2 - Normal | 2 - Medium | 1 - Excellent |  | 3 - Normal
Harden Ambulance Station (RAIR) | Harden Ambulance Station (RAIR) | Ground | 15 |  |  | Roof Anchor Points | 13 | 0 | [12 empty] | 22/3/2022 | 2 - Normal | 2 - Medium | 1 - Excellent |  | 3 - Normal
Harden Ambulance Station (RAIR) | Harden Ambulance Station (RAIR) | Ground | 15 | Front garden | HAR-0025 | A/C Unit Split (Outdoor) | 1 | HAR-0025 |  | Daikin |  | RXYMQ8AY1 | E001745 | [7 empty] | 22/3/2022 | 2 - Normal | 2 - Medium | 1 - Excellent |  | 3 - Normal
Harden Ambulance Station (RAIR) | Harden Ambulance Station (RAIR) | Ground | 15 | Side building behind gate | HAR-0026 | Hot Water Heater | 1 | HAR-0026 |  | Wilson hot water |  | MPE600 | 23676 | 600 | [6 empty] | 22/3/2022 | 2 - Normal | 2 - Medium | 1 - Excellent |  | 3 - Normal
Harden Ambulance Station (RAIR) | Harden Ambulance Station (RAIR) | Ground | 15 | Side station behind gate |  | Circulating pump | 1 | 0 |  | Vada |  | V2060-C | 201507493 | [7 empty] | 22/3/2022 | 2 - Normal | 2 - Medium | 1 - Excellent |  | 3 - Normal
Harden Ambulance Station (RAIR) | Harden Ambulance Station (RAIR) | Ground | 4 | Near sink | HAR-0008 | TMV | 1 | HAR-0008 | [12 empty] | 22/3/2022 | 2 - Normal | 2 - Medium | 1 - Excellent |  | 3 - Normal
Ardlethan Ambulance Station (RAIR) | Ardlethan Ambulance Station (RAIR) | Ground | 1 | Above entry door to Lounge |  | Emergency Exit Light (Green) | 1 | 0 | [12 empty] | 23/3/2022 | 2 - Normal | 2 - Medium | 1 - Excellent |  | 3 - Normal
Ardlethan Ambulance Station (RAIR) | Ardlethan Ambulance Station (RAIR) | Ground | 1 | Above lounge |  | Smoke Detector | 1 | 0 | [12 empty] | 23/3/2022 | 2 - Normal | 2 - Medium | 1 - Excellent |  | 3 - Normal
Ardlethan Ambulance Station (RAIR) | Ardlethan Ambulance Station (RAIR) | Ground | 1 | Outside office |  | Emergency Exit Light (Spitfire) | 1 | 0 | [12 empty] | 23/3/2022 | 2 - Normal | 2 - Medium | 1 - Excellent |  | 3 - Normal
Ardlethan Ambulance Station (RAIR) | Ardlethan Ambulance Station (RAIR) | Ground | 1 |  |  | A/C Cassette | 1 | 0 |  | Daikin | [10 empty] | 23/3/2022 | 2 - Normal | 2 - Medium | 1 - Excellent |  | 3 - Normal
Ardlethan Ambulance Station (RAIR) | Ardlethan Ambulance Station (RAIR) | Ground | 1 |  | ARD-0001 | Fire Blanket | 1 | ARD-0001 | [12 empty] | 23/3/2022 | 2 - Normal | 2 - Medium | 1 - Excellent |  | 3 - Normal
Ardlethan Ambulance Station (RAIR) | Ardlethan Ambulance Station (RAIR) | Ground | 1 |  | ARD-0002 | Fie Extinguisher (Powder) | 1 | ARD-0002 | [12 empty] | 23/3/2022 | 2 - Normal | 2 - Medium | 1 - Excellent |  | 3 - Normal
Ardlethan Ambulance Station (RAIR) | Ardlethan Ambulance Station (RAIR) | Ground | 1 | Under sink | ARD-0003 | ZIP Hot Water Service | 1 | ARD-0003 |  | Zip |  | HydroTap G4 BC100/75 | 2.01705E+12 | [7 empty] | 23/3/2022 | 2 - Normal | 2 - Medium | 1 - Excellent |  | 3 - Normal
Ardlethan Ambulance Station (RAIR) | Ardlethan Ambulance Station (RAIR) | Ground | 2 | Close to kitchen |  | Smoke Detector | 1 | 0 | [12 empty] | 23/3/2022 | 2 - Normal | 2 - Medium | 1 - Excellent |  | 3 - Normal
Ardlethan Ambulance Station (RAIR) | Ardlethan Ambulance Station (RAIR) | Ground | 2 | Above exit door |  | Emergency Exit Light (Green) | 1 | 0 | [12 empty] | 23/3/2022 | 2 - Normal | 2 - Medium | 1 - Excellent |  | 3 - Normal
Ardlethan Ambulance Station (RAIR) | Ardlethan Ambulance Station (RAIR) | Ground | 2 |  |  | Emergency Exit Light (Spitfire) | 1 | 0 | [12 empty] | 23/3/2022 | 2 - Normal | 2 - Medium | 1 - Excellent |  | 3 - Normal
Ardlethan Ambulance Station (RAIR) | Ardlethan Ambulance Station (RAIR) | Ground | 2 | Outside lockers |  | Smoke Detector | 1 | 0 | [12 empty] | 23/3/2022 | 2 - Normal | 2 - Medium | 1 - Excellent |  | 3 - Normal
Ardlethan Ambulance Station (RAIR) | Ardlethan Ambulance Station (RAIR) | Ground | 3 |  |  | Emergency Exit Light (Spitfire) | 1 | 0 | [12 empty] | 23/3/2022 | 2 - Normal | 2 - Medium | 1 - Excellent |  | 3 - Normal
Ardlethan Ambulance Station (RAIR) | Ardlethan Ambulance Station (RAIR) | Ground | 3 |  |  | Thermal Heat Detector | 1 | 0 | [12 empty] | 23/3/2022 | 2 - Normal | 2 - Medium | 1 - Excellent |  | 3 - Normal
Ardlethan Ambulance Station (RAIR) | Ardlethan Ambulance Station (RAIR) | Ground | 3 |  | ARD-0004 | TMV | 1 | ARD-0004 |  | Enware |  | Aquablend 1500s | [8 empty] | 23/3/2022 | 2 - Normal | 2 - Medium | 1 - Excellent |  | 3 - Normal
Ardlethan Ambulance Station (RAIR) | Ardlethan Ambulance Station (RAIR) | Ground | 4 | Entry door to Relief | ARD-0017 | Fire Door | 1 | ARD-0017 |  | E-Plus Building Products | 1/1/2017 | [9 empty] | 23/3/2022 | 2 - Normal | 2 - Medium | 1 - Excellent |  | 3 - Normal
Ardlethan Ambulance Station (RAIR) | Ardlethan Ambulance Station (RAIR) | Ground | 4 | Entry door frame | ARD-0018 | Fire Door Frame | 1 | ARD-0018 |  | E-Plus Building Products | 1/1/2017 | [9 empty] | 23/3/2022 | 2 - Normal | 2 - Medium | 1 - Excellent |  | 3 - Normal
Ardlethan Ambulance Station (RAIR) | Ardlethan Ambulance Station (RAIR) | Ground | 4 |  | ARD-0005 | Fie Extinguisher (Powder) | 1 | ARD-0005 | [12 empty] | 23/3/2022 | 2 - Normal | 2 - Medium | 1 - Excellent |  | 3 - Normal
Ardlethan Ambulance Station (RAIR) | Ardlethan Ambulance Station (RAIR) | Ground | 4 |  | ARD-0006 | Fire Blanket | 1 | ARD-0006 | [12 empty] | 23/3/2022 | 2 - Normal | 2 - Medium | 1 - Excellent |  | 3 - Normal
Ardlethan Ambulance Station (RAIR) | Ardlethan Ambulance Station (RAIR) | Ground | 4 |  |  | Emergency Exit Light (Spitfire) | 1 | 0 | [12 empty] | 23/3/2022 | 2 - Normal | 2 - Medium | 1 - Excellent |  | 3 - Normal
Ardlethan Ambulance Station (RAIR) | Ardlethan Ambulance Station (RAIR) | Ground | 4 |  |  | Smoke Detector | 1 | 0 | [12 empty] | 23/3/2022 | 2 - Normal | 2 - Medium | 1 - Excellent |  | 3 - Normal
Ardlethan Ambulance Station (RAIR) | Ardlethan Ambulance Station (RAIR) | Ground | 4 |  |  | A/C Cassette | 1 | 0 |  | Daikin | [10 empty] | 23/3/2022 | 2 - Normal | 2 - Medium | 1 - Excellent |  | 3 - Normal
Ardlethan Ambulance Station (RAIR) | Ardlethan Ambulance Station (RAIR) | Ground | 5 |  | ARD-0007 | TMV | 1 | ARD-0007 |  | Tomson | [10 empty] | 23/3/2022 | 2 - Normal | 2 - Medium | 1 - Excellent |  | 3 - Normal
Ardlethan Ambulance Station (RAIR) | Ardlethan Ambulance Station (RAIR) | Ground | 7 |  | ARD-0008 | TMV | 1 | ARD-0008 |  | Tomson | [10 empty] | 23/3/2022 | 2 - Normal | 2 - Medium | 1 - Excellent |  | 3 - Normal
Ardlethan Ambulance Station (RAIR) | Ardlethan Ambulance Station (RAIR) | Ground | 9 |  | ARD-0009 | A/C Unit Split (Indoor) | 1 | ARD-0009 |  | Daikin | 1/11/2015 | FXAQ20PVE | E014927 | [7 empty] | 23/3/2022 | 2 - Normal | 2 - Medium | 1 - Excellent |  | 3 - Normal
Ardlethan Ambulance Station (RAIR) | Ardlethan Ambulance Station (RAIR) | Ground | 8 |  |  | Emergency Exit Light (Spitfire) | 1 | 0 | [12 empty] | 23/3/2022 | 2 - Normal | 2 - Medium | 1 - Excellent |  | 3 - Normal
Ardlethan Ambulance Station (RAIR) | Ardlethan Ambulance Station (RAIR) | Ground | 8 |  |  | A/C Cassette | 1 | 0 |  | Daikin | [10 empty] | 23/3/2022 | 2 - Normal | 2 - Medium | 1 - Excellent |  | 3 - Normal
Ardlethan Ambulance Station (RAIR) | Ardlethan Ambulance Station (RAIR) | Ground | 8 |  | ARD-0010 | Safe | 1 | ARD-0010 |  | Guardall | [10 empty] | 23/3/2022 | 2 - Normal | 2 - Medium | 1 - Excellent |  | 3 - Normal
Ardlethan Ambulance Station (RAIR) | Ardlethan Ambulance Station (RAIR) | Ground | 8 |  | ARD-0011 | EKA controller box | 1 | ARD-0011 | [12 empty] | 23/3/2022 | 2 - Normal | 2 - Medium | 1 - Excellent |  | 3 - Normal
Ardlethan Ambulance Station (RAIR) | Ardlethan Ambulance Station (RAIR) | Ground | 8 |  | ARD-0012 | Safe | 1 | ARD-0012 |  | CMI | [10 empty] | 23/3/2022 | 2 - Normal | 2 - Medium | 1 - Excellent |  | 3 - Normal
Ardlethan Ambulance Station (RAIR) | Ardlethan Ambulance Station (RAIR) | Ground | 11 |  |  | Smoke Detector | 1 | 0 | [12 empty] | 23/3/2022 | 2 - Normal | 2 - Medium | 1 - Excellent |  | 3 - Normal
Ardlethan Ambulance Station (RAIR) | Ardlethan Ambulance Station (RAIR) | Ground | 11 |  |  | A/C Cassette | 1 | 0 |  | Daikin | [10 empty] | 23/3/2022 | 2 - Normal | 2 - Medium | 1 - Excellent |  | 3 - Normal
Ardlethan Ambulance Station (RAIR) | Ardlethan Ambulance Station (RAIR) | Ground | 11 |  |  | A/C Centralized Controller | 1 | 0 |  | Daikin | [10 empty] | 23/3/2022 | 2 - Normal | 2 - Medium | 1 - Excellent |  | 3 - Normal
Ardlethan Ambulance Station (RAIR) | Ardlethan Ambulance Station (RAIR) | Ground | 13 |  | ARD-0014 | Fire Door | 1 | ARD-0014 |  | E-Plus Building Products | 1/1/2017 | [9 empty] | 23/3/2022 | 2 - Normal | 2 - Medium | 1 - Excellent |  | 3 - Normal
Ardlethan Ambulance Station (RAIR) | Ardlethan Ambulance Station (RAIR) | Ground | 13 |  | ARD-0015 | Fire Door | 1 | ARD-0015 |  | E-Plus Building Products | 1/1/2017 | [9 empty] | 23/3/2022 | 2 - Normal | 2 - Medium | 1 - Excellent |  | 3 - Normal
Ardlethan Ambulance Station (RAIR) | Ardlethan Ambulance Station (RAIR) | Ground | 13 |  | ARD-0016 | Fire Door Frame | 1 | ARD-0016 |  | E-Plus Building Products | 1/1/2017 | [9 empty] | 23/3/2022 | 2 - Normal | 2 - Medium | 1 - Excellent |  | 3 - Normal
Ardlethan Ambulance Station (RAIR) | Ardlethan Ambulance Station (RAIR) | Ground | 13 |  | ARD-0013 | Main Switchboard | 1 | ARD-0013 |  | NHP | 12/12/2016 | Concept plus 2 | [8 empty] | 23/3/2022 | 2 - Normal | 2 - Medium | 1 - Excellent |  | 3 - Normal
Ardlethan Ambulance Station (RAIR) | Ardlethan Ambulance Station (RAIR) | Ground | 13 | Main Switchboard |  | RCBO | 21 | 0 |  | NHP |  | Din-Safe DSRCBH61630A C16 | [5 empty] | ARD-0013 |  |  | 23/3/2022 | 2 - Normal | 2 - Medium | 1 - Excellent |  | 3 - Normal
Ardlethan Ambulance Station (RAIR) | Ardlethan Ambulance Station (RAIR) | Ground | 13 | Main Switchboard |  | RCBO | 21 | 0 |  | NHP |  | Din-Safe DSRCBH61630A C16 | [5 empty] | ARD-0013 |  |  | 23/3/2022 | 2 - Normal | 2 - Medium | 1 - Excellent |  | 3 - Normal
Ardlethan Ambulance Station (RAIR) | Ardlethan Ambulance Station (RAIR) | Ground | 13 | Main Switchboard |  | RCBO | 21 | 0 |  | NHP |  | Din-Safe DSRCBH61630A C16 | [5 empty] | ARD-0013 |  |  | 23/3/2022 | 2 - Normal | 2 - Medium | 1 - Excellent |  | 3 - Normal
Ardlethan Ambulance Station (RAIR) | Ardlethan Ambulance Station (RAIR) | Ground | 13 | Main Switchboard |  | RCBO | 21 | 0 |  | NHP |  | Din-Safe DSRCBH61630A C16 | [5 empty] | ARD-0013 |  |  | 23/3/2022 | 2 - Normal | 2 - Medium | 1 - Excellent |  | 3 - Normal
Ardlethan Ambulance Station (RAIR) | Ardlethan Ambulance Station (RAIR) | Ground | 13 | Main Switchboard |  | RCBO | 21 | 0 |  | NHP |  | Din-Safe DSRCBH61630A C16 | [5 empty] | ARD-0013 |  |  | 23/3/2022 | 2 - Normal | 2 - Medium | 1 - Excellent |  | 3 - Normal
Ardlethan Ambulance Station (RAIR) | Ardlethan Ambulance Station (RAIR) | Ground | 13 | Main Switchboard |  | RCBO | 21 | 0 |  | NHP |  | Din-Safe DSRCBH61630A C16 | [5 empty] | ARD-0013 |  |  | 23/3/2022 | 2 - Normal | 2 - Medium | 1 - Excellent |  | 3 - Normal
Ardlethan Ambulance Station (RAIR) | Ardlethan Ambulance Station (RAIR) | Ground | 13 | Main Switchboard |  | RCBO | 21 | 0 |  | NHP |  | Din-Safe DSRCBH61630A C16 | [5 empty] | ARD-0013 |  |  | 23/3/2022 | 2 - Normal | 2 - Medium | 1 - Excellent |  | 3 - Normal
Ardlethan Ambulance Station (RAIR) | Ardlethan Ambulance Station (RAIR) | Ground | 13 | Main Switchboard |  | RCBO | 21 | 0 |  | NHP |  | Din-Safe DSRCBH61630A C16 | [5 empty] | ARD-0013 |  |  | 23/3/2022 | 2 - Normal | 2 - Medium | 1 - Excellent |  | 3 - Normal
Ardlethan Ambulance Station (RAIR) | Ardlethan Ambulance Station (RAIR) | Ground | 13 | Main Switchboard |  | RCBO | 21 | 0 |  | NHP |  | Din-Safe DSRCBH61630A C16 | [5 empty] | ARD-0013 |  |  | 23/3/2022 | 2 - Normal | 2 - Medium | 1 - Excellent |  | 3 - Normal
Ardlethan Ambulance Station (RAIR) | Ardlethan Ambulance Station (RAIR) | Ground | 13 | Main Switchboard |  | RCBO | 21 | 0 |  | NHP |  | Din-Safe DSRCBH61630A C16 | [5 empty] | ARD-0013 |  |  | 23/3/2022 | 2 - Normal | 2 - Medium | 1 - Excellent |  | 3 - Normal
Ardlethan Ambulance Station (RAIR) | Ardlethan Ambulance Station (RAIR) | Ground | 13 | Main Switchboard |  | RCBO | 21 | 0 |  | NHP |  | Din-Safe DSRCBH61630A C16 | [5 empty] | ARD-0013 |  |  | 23/3/2022 | 2 - Normal | 2 - Medium | 1 - Excellent |  | 3 - Normal
Ardlethan Ambulance Station (RAIR) | Ardlethan Ambulance Station (RAIR) | Ground | 13 | Main Switchboard |  | RCBO | 21 | 0 |  | NHP |  | Din-Safe DSRCBH61630A C16 | [5 empty] | ARD-0013 |  |  | 23/3/2022 | 2 - Normal | 2 - Medium | 1 - Excellent |  | 3 - Normal
Ardlethan Ambulance Station (RAIR) | Ardlethan Ambulance Station (RAIR) | Ground | 13 | Main Switchboard |  | RCBO | 21 | 0 |  | NHP |  | Din-Safe DSRCBH61630A C16 | [5 empty] | ARD-0013 |  |  | 23/3/2022 | 2 - Normal | 2 - Medium | 1 - Excellent |  | 3 - Normal
Ardlethan Ambulance Station (RAIR) | Ardlethan Ambulance Station (RAIR) | Ground | 13 | Main Switchboard |  | RCBO | 21 | 0 |  | NHP |  | Din-Safe DSRCBH61630A C16 | [5 empty] | ARD-0013 |  |  | 23/3/2022 | 2 - Normal | 2 - Medium | 1 - Excellent |  | 3 - Normal
Ardlethan Ambulance Station (RAIR) | Ardlethan Ambulance Station (RAIR) | Ground | 13 | Main Switchboard |  | RCBO | 21 | 0 |  | NHP |  | Din-Safe DSRCBH61630A C16 | [5 empty] | ARD-0013 |  |  | 23/3/2022 | 2 - Normal | 2 - Medium | 1 - Excellent |  | 3 - Normal
Ardlethan Ambulance Station (RAIR) | Ardlethan Ambulance Station (RAIR) | Ground | 13 | Main Switchboard |  | RCBO | 21 | 0 |  | NHP |  | Din-Safe DSRCBH61630A C16 | [5 empty] | ARD-0013 |  |  | 23/3/2022 | 2 - Normal | 2 - Medium | 1 - Excellent |  | 3 - Normal
Ardlethan Ambulance Station (RAIR) | Ardlethan Ambulance Station (RAIR) | Ground | 13 | Main Switchboard |  | RCBO | 21 | 0 |  | NHP |  | Din-Safe DSRCBH61630A C16 | [5 empty] | ARD-0013 |  |  | 23/3/2022 | 2 - Normal | 2 - Medium | 1 - Excellent |  | 3 - Normal
Ardlethan Ambulance Station (RAIR) | Ardlethan Ambulance Station (RAIR) | Ground | 13 | Main Switchboard |  | RCBO | 21 | 0 |  | NHP |  | Din-Safe DSRCBH61630A C16 | [5 empty] | ARD-0013 |  |  | 23/3/2022 | 2 - Normal | 2 - Medium | 1 - Excellent |  | 3 - Normal
Ardlethan Ambulance Station (RAIR) | Ardlethan Ambulance Station (RAIR) | Ground | 13 | Main Switchboard |  | RCBO | 21 | 0 |  | NHP |  | Din-Safe DSRCBH61630A C16 | [5 empty] | ARD-0013 |  |  | 23/3/2022 | 2 - Normal | 2 - Medium | 1 - Excellent |  | 3 - Normal
Ardlethan Ambulance Station (RAIR) | Ardlethan Ambulance Station (RAIR) | Ground | 13 | Main Switchboard |  | RCBO | 21 | 0 |  | NHP |  | Din-Safe DSRCBH61630A C16 | [5 empty] | ARD-0013 |  |  | 23/3/2022 | 2 - Normal | 2 - Medium | 1 - Excellent |  | 3 - Normal
Ardlethan Ambulance Station (RAIR) | Ardlethan Ambulance Station (RAIR) | Ground | 13 | Main Switchboard |  | RCBO | 21 | 0 |  | NHP |  | Din-Safe DSRCBH61630A C16 | [5 empty] | ARD-0013 |  |  | 23/3/2022 | 2 - Normal | 2 - Medium | 1 - Excellent |  | 3 - Normal
Ardlethan Ambulance Station (RAIR) | Ardlethan Ambulance Station (RAIR) | Ground | 13 | Main switchboard |  | RCBO | 1 | 0 |  | NHP |  | Din-Safe DSRCBH62030A C20 | [5 empty] | ARD-0013 |  |  | 23/3/2022 | 2 - Normal | 2 - Medium | 1 - Excellent |  | 3 - Normal
Ardlethan Ambulance Station (RAIR) | Ardlethan Ambulance Station (RAIR) | Ground | 14 | Front of station | ARD-0019 | Generator Supply Inlet Socket | 1 | ARD-0019 |  | Genset |  | GEN3AI532 | [8 empty] | 23/3/2022 | 2 - Normal | 2 - Medium | 1 - Excellent |  | 3 - Normal
Ardlethan Ambulance Station (RAIR) | Ardlethan Ambulance Station (RAIR) | Ground | 14 |  | ARD-0020 | Hot Water Heater | 1 | ARD-0020 |  | Thermann | 23/1/2017 | TH400GLE | 17012320010H | 415 | [6 empty] | 23/3/2022 | 2 - Normal | 2 - Medium | 1 - Excellent |  | 3 - Normal
Ardlethan Ambulance Station (RAIR) | Ardlethan Ambulance Station (RAIR) | Ground | 14 | Next to hot water heater | ARD-0021 | Circulating pump | 1 | ARD-0021 |  | Vada | [10 empty] | 23/3/2022 | 2 - Normal | 2 - Medium | 1 - Excellent |  | 3 - Normal
Ardlethan Ambulance Station (RAIR) | Ardlethan Ambulance Station (RAIR) | Ground | 14 |  |  | Roof Anchor Points | 7 | 0 | [12 empty] | 23/3/2022 | 2 - Normal | 2 - Medium | 1 - Excellent |  | 3 - Normal
Ardlethan Ambulance Station (RAIR) | Ardlethan Ambulance Station (RAIR) | Ground | 14 |  |  | Roof Anchor Points | 7 | 0 | [12 empty] | 23/3/2022 | 2 - Normal | 2 - Medium | 1 - Excellent |  | 3 - Normal
Ardlethan Ambulance Station (RAIR) | Ardlethan Ambulance Station (RAIR) | Ground | 14 |  |  | Roof Anchor Points | 7 | 0 | [12 empty] | 23/3/2022 | 2 - Normal | 2 - Medium | 1 - Excellent |  | 3 - Normal
Ardlethan Ambulance Station (RAIR) | Ardlethan Ambulance Station (RAIR) | Ground | 14 |  |  | Roof Anchor Points | 7 | 0 | [12 empty] | 23/3/2022 | 2 - Normal | 2 - Medium | 1 - Excellent |  | 3 - Normal
Ardlethan Ambulance Station (RAIR) | Ardlethan Ambulance Station (RAIR) | Ground | 14 |  |  | Roof Anchor Points | 7 | 0 | [12 empty] | 23/3/2022 | 2 - Normal | 2 - Medium | 1 - Excellent |  | 3 - Normal
Ardlethan Ambulance Station (RAIR) | Ardlethan Ambulance Station (RAIR) | Ground | 14 |  |  | Roof Anchor Points | 7 | 0 | [12 empty] | 23/3/2022 | 2 - Normal | 2 - Medium | 1 - Excellent |  | 3 - Normal
Ardlethan Ambulance Station (RAIR) | Ardlethan Ambulance Station (RAIR) | Ground | 14 |  |  | Roof Anchor Points | 7 | 0 | [12 empty] | 23/3/2022 | 2 - Normal | 2 - Medium | 1 - Excellent |  | 3 - Normal
Ardlethan Ambulance Station (RAIR) | Ardlethan Ambulance Station (RAIR) | Ground | 14 | Rear station | ARD-0022 | A/C Air Package Unit | 1 | ARD-0022 |  | Daikin | 17/2/2021 | RXYMQ8AY1 | E001721 | [7 empty] | 23/3/2022 | 2 - Normal | 2 - Medium | 1 - Excellent |  | 3 - Normal
Ardlethan Ambulance Station (RAIR) | Ardlethan Ambulance Station (RAIR) Plant Room | Ground | 1 |  | ARD-0023 | Fire Extinguisher (FOAM) | 1 | ARD-0023 | [12 empty] | 23/3/2022 | 2 - Normal | 2 - Medium | 1 - Excellent |  | 3 - Normal
Ardlethan Ambulance Station (RAIR) | Ardlethan Ambulance Station (RAIR) Plant Room | Ground | 1 |  | ARD-0024 | Pressure Cleaner | 1 | ARD-0024 |  | Husqvarna |  | PW 360 | 20204404128 | [7 empty] | 23/3/2022 | 2 - Normal | 2 - Medium | 1 - Excellent |  | 3 - Normal
Ardlethan Ambulance Station (RAIR) | Ardlethan Ambulance Station (RAIR) Plant Room | Ground | 1 |  |  | Wallmount Battery Charger | 1 | 0 |  | Durst |  | BCSW - 1225 B | 124311 | [7 empty] | 23/3/2022 | 2 - Normal | 2 - Medium | 1 - Excellent |  | 3 - Normal
Ardlethan Ambulance Station (RAIR) | Ardlethan Ambulance Station (RAIR) Plant Room | Ground | 1 |  |  | Vehicle Battery Charger | 1 | 0 |  | Durst |  | BCS-1225C | A91017114 | [7 empty] | 23/3/2022 | 2 - Normal | 2 - Medium | 1 - Excellent |  | 3 - Normal
Ardlethan Ambulance Station (RAIR) | Ardlethan Ambulance Station (RAIR) Plant Room | Ground | 1 |  |  | Wallmount Battery Charger | 1 | 0 |  | Durst |  | BCSW - 1225 BS | [8 empty] | 23/3/2022 | 2 - Normal | 2 - Medium | 1 - Excellent |  | 3 - Normal
Ardlethan Ambulance Station (RAIR) | Ardlethan Ambulance Station (RAIR) Plant Room | Ground | 1 |  |  | Vehicle Battery Charger | 1 | 0 |  | Durst |  | BCS-1225C | A91214053 | [7 empty] | 23/3/2022 | 2 - Normal | 2 - Medium | 1 - Excellent |  | 3 - Normal
Ardlethan Ambulance Station (RAIR) | Ardlethan Ambulance Station (RAIR) Plant Room | Ground | 1 |  |  | Automatic Sectional Door Motor | 1 | 0 |  | Automatic Technology Australia |  | Axess pro | [8 empty] | 23/3/2022 | 2 - Normal | 2 - Medium | 1 - Excellent |  | 3 - Normal
Ardlethan Ambulance Station (RAIR) | Ardlethan Ambulance Station (RAIR) Plant Room | Ground | 1 |  | ARD-0025 | Automatic Sectional Door | 1 | ARD-0025 | [6 empty] | 3.1 | 6.4 |  |  |  |  | 23/3/2022 | 2 - Normal | 2 - Medium | 1 - Excellent |  | 3 - Normal
Griffith Ambulance Station (RAIR) | Griffith Ambulance Station (RAIR) | Ground | 1 | Above main pedestrian entry door |  | Emergency Exit Light (Green) | 1 | 0 |  | Pierlite | [10 empty] | 24/3/2022 | 2 - Normal | 2 - Medium | 1 - Excellent |  | 3 - Normal
Griffith Ambulance Station (RAIR) | Griffith Ambulance Station (RAIR) | Ground | 1 | Outside office door |  | Emergency Exit Light (Green) | 1 | 0 |  | Pierlite | [10 empty] | 24/3/2022 | 2 - Normal | 2 - Medium | 1 - Excellent |  | 3 - Normal
Griffith Ambulance Station (RAIR) | Griffith Ambulance Station (RAIR) | Ground | 1 | Next to comms | GRR-0001 | Fire Extinguisher (C02) | 1 | GRR-0001 | [12 empty] | 24/3/2022 | 2 - Normal | 2 - Medium | 1 - Excellent |  | 3 - Normal
Griffith Ambulance Station (RAIR) | Griffith Ambulance Station (RAIR) | Ground | 1 | Outside medical store |  | Smoke Detector | 1 | 0 | [12 empty] | 24/3/2022 | 2 - Normal | 2 - Medium | 1 - Excellent |  | 3 - Normal
Griffith Ambulance Station (RAIR) | Griffith Ambulance Station (RAIR) | Ground | 1 | Next to dining area |  | Emergency Exit Light (Spitfire) | 1 | 0 | [12 empty] | 24/3/2022 | 2 - Normal | 2 - Medium | 1 - Excellent |  | 3 - Normal
Griffith Ambulance Station (RAIR) | Griffith Ambulance Station (RAIR) | Ground | 1 | Back exit door |  | Emergency Exit Light (Green) | 1 | 0 |  | Pierlite | [10 empty] | 24/3/2022 | 2 - Normal | 2 - Medium | 1 - Excellent |  | 3 - Normal
Griffith Ambulance Station (RAIR) | Griffith Ambulance Station (RAIR) | Ground | 3 |  |  | Smoke Detector | 1 | 0 | [12 empty] | 24/3/2022 | 2 - Normal | 2 - Medium | 1 - Excellent |  | 3 - Normal
Griffith Ambulance Station (RAIR) | Griffith Ambulance Station (RAIR) | Ground | 3 |  |  | A/C Cassette | 1 | 0 |  | Daikin | [10 empty] | 24/3/2022 | 2 - Normal | 2 - Medium | 1 - Excellent |  | 3 - Normal
Griffith Ambulance Station (RAIR) | Griffith Ambulance Station (RAIR) | Ground | 4 |  |  | Smoke Detector | 1 | 0 | [12 empty] | 24/3/2022 | 2 - Normal | 2 - Medium | 1 - Excellent |  | 3 - Normal
Griffith Ambulance Station (RAIR) | Griffith Ambulance Station (RAIR) | Ground | 4 |  |  | Emergency Exit Light (Spitfire) | 1 | 0 | [12 empty] | 24/3/2022 | 2 - Normal | 2 - Medium | 1 - Excellent |  | 3 - Normal
Griffith Ambulance Station (RAIR) | Griffith Ambulance Station (RAIR) | Ground | 4 |  |  | A/C Cassette | 1 | 0 |  | Daikin | [10 empty] | 24/3/2022 | 2 - Normal | 2 - Medium | 1 - Excellent |  | 3 - Normal
Griffith Ambulance Station (RAIR) | Griffith Ambulance Station (RAIR) | Ground | 19 |  |  | Roof Anchor Points | 20 | 0 |  | Froglinks | [10 empty] | 24/3/2022 | 2 - Normal | 2 - Medium | 1 - Excellent |  | 3 - Normal
Griffith Ambulance Station (RAIR) | Griffith Ambulance Station (RAIR) | Ground | 19 |  |  | Roof Anchor Points | 20 | 0 |  | Froglinks | [10 empty] | 24/3/2022 | 2 - Normal | 2 - Medium | 1 - Excellent |  | 3 - Normal
Griffith Ambulance Station (RAIR) | Griffith Ambulance Station (RAIR) | Ground | 19 |  |  | Roof Anchor Points | 20 | 0 |  | Froglinks | [10 empty] | 24/3/2022 | 2 - Normal | 2 - Medium | 1 - Excellent |  | 3 - Normal
Griffith Ambulance Station (RAIR) | Griffith Ambulance Station (RAIR) | Ground | 19 |  |  | Roof Anchor Points | 20 | 0 |  | Froglinks | [10 empty] | 24/3/2022 | 2 - Normal | 2 - Medium | 1 - Excellent |  | 3 - Normal
Griffith Ambulance Station (RAIR) | Griffith Ambulance Station (RAIR) | Ground | 19 |  |  | Roof Anchor Points | 20 | 0 |  | Froglinks | [10 empty] | 24/3/2022 | 2 - Normal | 2 - Medium | 1 - Excellent |  | 3 - Normal
Griffith Ambulance Station (RAIR) | Griffith Ambulance Station (RAIR) | Ground | 19 |  |  | Roof Anchor Points | 20 | 0 |  | Froglinks | [10 empty] | 24/3/2022 | 2 - Normal | 2 - Medium | 1 - Excellent |  | 3 - Normal
Griffith Ambulance Station (RAIR) | Griffith Ambulance Station (RAIR) | Ground | 19 |  |  | Roof Anchor Points | 20 | 0 |  | Froglinks | [10 empty] | 24/3/2022 | 2 - Normal | 2 - Medium | 1 - Excellent |  | 3 - Normal
Griffith Ambulance Station (RAIR) | Griffith Ambulance Station (RAIR) | Ground | 19 |  |  | Roof Anchor Points | 20 | 0 |  | Froglinks | [10 empty] | 24/3/2022 | 2 - Normal | 2 - Medium | 1 - Excellent |  | 3 - Normal
Griffith Ambulance Station (RAIR) | Griffith Ambulance Station (RAIR) | Ground | 19 |  |  | Roof Anchor Points | 20 | 0 |  | Froglinks | [10 empty] | 24/3/2022 | 2 - Normal | 2 - Medium | 1 - Excellent |  | 3 - Normal
Griffith Ambulance Station (RAIR) | Griffith Ambulance Station (RAIR) | Ground | 19 |  |  | Roof Anchor Points | 20 | 0 |  | Froglinks | [10 empty] | 24/3/2022 | 2 - Normal | 2 - Medium | 1 - Excellent |  | 3 - Normal
Griffith Ambulance Station (RAIR) | Griffith Ambulance Station (RAIR) | Ground | 19 |  |  | Roof Anchor Points | 20 | 0 |  | Froglinks | [10 empty] | 24/3/2022 | 2 - Normal | 2 - Medium | 1 - Excellent |  | 3 - Normal
Griffith Ambulance Station (RAIR) | Griffith Ambulance Station (RAIR) | Ground | 19 |  |  | Roof Anchor Points | 20 | 0 |  | Froglinks | [10 empty] | 24/3/2022 | 2 - Normal | 2 - Medium | 1 - Excellent |  | 3 - Normal
Griffith Ambulance Station (RAIR) | Griffith Ambulance Station (RAIR) | Ground | 19 |  |  | Roof Anchor Points | 20 | 0 |  | Froglinks | [10 empty] | 24/3/2022 | 2 - Normal | 2 - Medium | 1 - Excellent |  | 3 - Normal
Griffith Ambulance Station (RAIR) | Griffith Ambulance Station (RAIR) | Ground | 19 |  |  | Roof Anchor Points | 20 | 0 |  | Froglinks | [10 empty] | 24/3/2022 | 2 - Normal | 2 - Medium | 1 - Excellent |  | 3 - Normal
Griffith Ambulance Station (RAIR) | Griffith Ambulance Station (RAIR) | Ground | 19 |  |  | Roof Anchor Points | 20 | 0 |  | Froglinks | [10 empty] | 24/3/2022 | 2 - Normal | 2 - Medium | 1 - Excellent |  | 3 - Normal
Griffith Ambulance Station (RAIR) | Griffith Ambulance Station (RAIR) | Ground | 19 |  |  | Roof Anchor Points | 20 | 0 |  | Froglinks | [10 empty] | 24/3/2022 | 2 - Normal | 2 - Medium | 1 - Excellent |  | 3 - Normal
Griffith Ambulance Station (RAIR) | Griffith Ambulance Station (RAIR) | Ground | 19 |  |  | Roof Anchor Points | 20 | 0 |  | Froglinks | [10 empty] | 24/3/2022 | 2 - Normal | 2 - Medium | 1 - Excellent |  | 3 - Normal
Griffith Ambulance Station (RAIR) | Griffith Ambulance Station (RAIR) | Ground | 19 |  |  | Roof Anchor Points | 20 | 0 |  | Froglinks | [10 empty] | 24/3/2022 | 2 - Normal | 2 - Medium | 1 - Excellent |  | 3 - Normal
Griffith Ambulance Station (RAIR) | Griffith Ambulance Station (RAIR) | Ground | 19 |  |  | Roof Anchor Points | 20 | 0 |  | Froglinks | [10 empty] | 24/3/2022 | 2 - Normal | 2 - Medium | 1 - Excellent |  | 3 - Normal
Griffith Ambulance Station (RAIR) | Griffith Ambulance Station (RAIR) | Ground | 19 |  |  | Roof Anchor Points | 20 | 0 |  | Froglinks | [10 empty] | 24/3/2022 | 2 - Normal | 2 - Medium | 1 - Excellent |  | 3 - Normal
Griffith Ambulance Station (RAIR) | Griffith Ambulance Station (RAIR) | Ground | 5 |  |  | Emergency Exit Light (Spitfire) | 1 | 0 | [12 empty] | 24/3/2022 | 2 - Normal | 2 - Medium | 1 - Excellent |  | 3 - Normal
Griffith Ambulance Station (RAIR) | Griffith Ambulance Station (RAIR) | Ground | 5 |  |  | Smoke Detector | 1 | 0 | [12 empty] | 24/3/2022 | 2 - Normal | 2 - Medium | 1 - Excellent |  | 3 - Normal
Griffith Ambulance Station (RAIR) | Griffith Ambulance Station (RAIR) | Ground | 5 |  |  | A/C Cassette | 1 | 0 |  | Daikin | [10 empty] | 24/3/2022 | 2 - Normal | 2 - Medium | 1 - Excellent |  | 3 - Normal
Griffith Ambulance Station (RAIR) | Griffith Ambulance Station (RAIR) | Ground | 6 |  |  | Smoke Detector | 1 | 0 | [12 empty] | 24/3/2022 | 2 - Normal | 2 - Medium | 1 - Excellent |  | 3 - Normal
Griffith Ambulance Station (RAIR) | Griffith Ambulance Station (RAIR) | Ground | 1 | Outside lockers |  | Emergency Exit Light (Spitfire) | 1 | 0 | [12 empty] | 24/3/2022 | 2 - Normal | 2 - Medium | 1 - Excellent |  | 3 - Normal
Griffith Ambulance Station (RAIR) | Griffith Ambulance Station (RAIR) | Ground | 7 |  |  | Emergency Exit Light (Spitfire) | 1 | 0 | [12 empty] | 24/3/2022 | 2 - Normal | 2 - Medium | 1 - Excellent |  | 3 - Normal
Griffith Ambulance Station (RAIR) | Griffith Ambulance Station (RAIR) | Ground | 7 |  |  | Thermal Heat Detector | 1 | 0 | [12 empty] | 24/3/2022 | 2 - Normal | 2 - Medium | 1 - Excellent |  | 3 - Normal
Griffith Ambulance Station (RAIR) | Griffith Ambulance Station (RAIR) | Ground | 7 |  | GRR-0002 | TMV | 1 | GRR-0002 |  | Enware |  | Aquablend 1500 | [8 empty] | 24/3/2022 | 2 - Normal | 2 - Medium | 1 - Excellent |  | 3 - Normal
Griffith Ambulance Station (RAIR) | Griffith Ambulance Station (RAIR) | Ground | 8 |  |  | Thermal Heat Detector | 1 | 0 | [12 empty] | 24/3/2022 | 2 - Normal | 2 - Medium | 1 - Excellent |  | 3 - Normal
Griffith Ambulance Station (RAIR) | Griffith Ambulance Station (RAIR) | Ground | 8 |  |  | Emergency Exit Light (Spitfire) | 1 | 0 | [12 empty] | 24/3/2022 | 2 - Normal | 2 - Medium | 1 - Excellent |  | 3 - Normal
Griffith Ambulance Station (RAIR) | Griffith Ambulance Station (RAIR) | Ground | 9 |  | GRR-0003 | Fie Extinguisher (Powder) | 1 | GRR-0003 | [12 empty] | 24/3/2022 | 2 - Normal | 2 - Medium | 1 - Excellent |  | 3 - Normal
Griffith Ambulance Station (RAIR) | Griffith Ambulance Station (RAIR) | Ground | 9 |  |  | Fire Blanket | 1 | 0 | [12 empty] | 24/3/2022 | 2 - Normal | 2 - Medium | 1 - Excellent |  | 3 - Normal
Griffith Ambulance Station (RAIR) | Griffith Ambulance Station (RAIR) | Ground | 9 | Under sink | GRR-0004 | Hot water service | 1 | GRR-0004 |  | Billi |  | Quadra 460 XL 904060 LCH | Q 0666 6059 LCH | [7 empty] | 24/3/2022 | 2 - Normal | 2 - Medium | 1 - Excellent |  | 3 - Normal
Griffith Ambulance Station (RAIR) | Griffith Ambulance Station (RAIR) | Ground | 9 |  |  | Smoke Detector | 1 | 0 | [12 empty] | 24/3/2022 | 2 - Normal | 2 - Medium | 1 - Excellent |  | 3 - Normal
Griffith Ambulance Station (RAIR) | Griffith Ambulance Station (RAIR) | Ground | 10 |  |  | Emergency Exit Light (Spitfire) | 1 | 0 | [12 empty] | 24/3/2022 | 2 - Normal | 2 - Medium | 1 - Excellent |  | 3 - Normal
Griffith Ambulance Station (RAIR) | Griffith Ambulance Station (RAIR) | Ground | 10 |  | GRR-0005 | Safe | 1 | GRR-0005 |  | Guardall | [10 empty] | 24/3/2022 | 2 - Normal | 2 - Medium | 1 - Excellent |  | 3 - Normal
Griffith Ambulance Station (RAIR) | Griffith Ambulance Station (RAIR) | Ground | 10 |  | GRR-0006 | EKA controller box | 1 | GRR-0006 | [12 empty] | 24/3/2022 | 2 - Normal | 2 - Medium | 1 - Excellent |  | 3 - Normal
Griffith Ambulance Station (RAIR) | Griffith Ambulance Station (RAIR) | Ground | 10 |  | GRR-0007 | Safe | 1 | GRR-0007 |  | Sandleford | 1/12/2018 | [9 empty] | 24/3/2022 | 2 - Normal | 2 - Medium | 1 - Excellent |  | 3 - Normal
Griffith Ambulance Station (RAIR) | Griffith Ambulance Station (RAIR) | Ground | 10 |  |  | Smoke Detector | 1 | 0 | [12 empty] | 24/3/2022 | 2 - Normal | 2 - Medium | 1 - Excellent |  | 3 - Normal
Griffith Ambulance Station (RAIR) | Griffith Ambulance Station (RAIR) | Ground | 10 |  |  | A/C Cassette | 1 | 0 |  | Daikin | [10 empty] | 24/3/2022 | 2 - Normal | 2 - Medium | 1 - Excellent |  | 3 - Normal
Griffith Ambulance Station (RAIR) | Griffith Ambulance Station (RAIR) | Ground | 11 |  |  | Smoke Detector | 1 | 0 | [12 empty] | 24/3/2022 | 2 - Normal | 2 - Medium | 1 - Excellent |  | 3 - Normal
Griffith Ambulance Station (RAIR) | Griffith Ambulance Station (RAIR) | Ground | 11 |  |  | A/C Cassette | 1 | 0 |  | Daikin | [10 empty] | 24/3/2022 | 2 - Normal | 2 - Medium | 1 - Excellent |  | 3 - Normal
Griffith Ambulance Station (RAIR) | Griffith Ambulance Station (RAIR) | Ground | 12 | Close to corridor |  | Emergency Exit Light (Spitfire) | 1 | 0 | [12 empty] | 24/3/2022 | 2 - Normal | 2 - Medium | 1 - Excellent |  | 3 - Normal
Griffith Ambulance Station (RAIR) | Griffith Ambulance Station (RAIR) | Ground | 12 |  |  | Smoke Detector | 1 | 0 | [12 empty] | 24/3/2022 | 2 - Normal | 2 - Medium | 1 - Excellent |  | 3 - Normal
Griffith Ambulance Station (RAIR) | Griffith Ambulance Station (RAIR) | Ground | 12 | Close to plant room door |  | Emergency Exit Light (Spitfire) | 1 | 0 | [12 empty] | 24/3/2022 | 2 - Normal | 2 - Medium | 1 - Excellent |  | 3 - Normal
Griffith Ambulance Station (RAIR) | Griffith Ambulance Station (RAIR) | Ground | 12 |  |  | A/C Cassette | 1 | 0 |  | Daikin | [10 empty] | 24/3/2022 | 2 - Normal | 2 - Medium | 1 - Excellent |  | 3 - Normal
Griffith Ambulance Station (RAIR) | Griffith Ambulance Station (RAIR) | Ground | 13 | Above door to admin |  | Emergency Exit Light (Green) | 1 | 0 |  | Pierlite | [10 empty] | 24/3/2022 | 2 - Normal | 2 - Medium | 1 - Excellent |  | 3 - Normal
Griffith Ambulance Station (RAIR) | Griffith Ambulance Station (RAIR) | Ground | 13 |  | GRR-0008 | Fie Extinguisher (Powder) | 1 | GRR-0008 | [12 empty] | 24/3/2022 | 2 - Normal | 2 - Medium | 1 - Excellent |  | 3 - Normal
Griffith Ambulance Station (RAIR) | Griffith Ambulance Station (RAIR) | Ground | 13 |  | GRR-0009 | Fire Hose Reel | 1 | GRR-0009 |  | Dura |  | 36m | [8 empty] | 24/3/2022 | 2 - Normal | 2 - Medium | 1 - Excellent |  | 3 - Normal
Griffith Ambulance Station (RAIR) | Griffith Ambulance Station (RAIR) | Ground | 13 |  |  | Wallmount Battery Charger | 1 | 0 |  | Durst |  | BCSW - 1225 B | 124413 | [7 empty] | 24/3/2022 | 2 - Normal | 2 - Medium | 1 - Excellent |  | 3 - Normal
Griffith Ambulance Station (RAIR) | Griffith Ambulance Station (RAIR) | Ground | 13 |  |  | Vehicle Battery Charger | 1 | 0 |  | Durst |  | BCS-1225C | A91017187 | [7 empty] | 24/3/2022 | 2 - Normal | 2 - Medium | 1 - Excellent |  | 3 - Normal
Griffith Ambulance Station (RAIR) | Griffith Ambulance Station (RAIR) | Ground | 13 |  |  | Wallmount Battery Charger | 1 | 0 |  | Durst |  | BCSW - 1245 B | 125712 | [7 empty] | 24/3/2022 | 2 - Normal | 2 - Medium | 1 - Excellent |  | 3 - Normal
Griffith Ambulance Station (RAIR) | Griffith Ambulance Station (RAIR) | Ground | 13 |  |  | Vehicle Battery Charger | 1 | 0 |  | Durst |  | BCS-1245C | A90121020 | [7 empty] | 24/3/2022 | 2 - Normal | 2 - Medium | 1 - Excellent |  | 3 - Normal
Griffith Ambulance Station (RAIR) | Griffith Ambulance Station (RAIR) | Ground | 13 |  |  | Wallmount Battery Charger | 1 | 0 |  | Durst |  | BCSW - 1245 B | 125689 | [7 empty] | 24/3/2022 | 2 - Normal | 2 - Medium | 1 - Excellent |  | 3 - Normal
Griffith Ambulance Station (RAIR) | Griffith Ambulance Station (RAIR) | Ground | 13 |  |  | Vehicle Battery Charger | 1 | 0 |  | Durst |  | BCS-1245C | A90121035 | [7 empty] | 24/3/2022 | 2 - Normal | 2 - Medium | 1 - Excellent |  | 3 - Normal
Griffith Ambulance Station (RAIR) | Griffith Ambulance Station (RAIR) | Ground | 13 |  |  | Wallmount Battery Charger | 1 | 0 |  | Durst |  | BCSW - 1245 B | 125418 | [7 empty] | 24/3/2022 | 2 - Normal | 2 - Medium | 1 - Excellent |  | 3 - Normal
Griffith Ambulance Station (RAIR) | Griffith Ambulance Station (RAIR) | Ground | 13 |  |  | Vehicle Battery Charger | 1 | 0 |  | Durst |  | BCS-1245C | A90920053 | [7 empty] | 24/3/2022 | 2 - Normal | 2 - Medium | 1 - Excellent |  | 3 - Normal
Griffith Ambulance Station (RAIR) | Griffith Ambulance Station (RAIR) | Ground | 13 | Next to sink | GRR-0010 | RPZ | 1 | GRR-0010 |  | Zurn |  | 375 RP | B227545 | [7 empty] | 24/3/2022 | 2 - Normal | 2 - Medium | 1 - Excellent |  | 3 - Normal
Griffith Ambulance Station (RAIR) | Griffith Ambulance Station (RAIR) | Ground | 13 | Next to sink | GRR-0011 | RPZ | 1 | GRR-0011 |  | Zurn |  | 375 RP | B202438 | [7 empty] | 24/3/2022 | 2 - Normal | 2 - Medium | 1 - Excellent |  | 3 - Normal
Griffith Ambulance Station (RAIR) | Griffith Ambulance Station (RAIR) | Ground | 13 |  | GRR-0012 | Stainless Steel Commercial Sink | 1 | GRR-0012 |  | Britex | [10 empty] | 24/3/2022 | 2 - Normal | 2 - Medium | 1 - Excellent |  | 3 - Normal
Griffith Ambulance Station (RAIR) | Griffith Ambulance Station (RAIR) | Ground | 13 | Under sink | GRR-0014 | Pressure Cleaner | 1 | GRR-0014 |  | Nilfisk |  | SC UNO 4m-140/620 PS | 107340500 | [7 empty] | 24/3/2022 | 2 - Normal | 2 - Medium | 1 - Excellent |  | 3 - Normal
Griffith Ambulance Station (RAIR) | Griffith Ambulance Station (RAIR) | Ground | 13 |  | GRR-0013 | Fire Hose Reel | 1 | GRR-0013 |  | Dura |  | 36m | [8 empty] | 24/3/2022 | 2 - Normal | 2 - Medium | 1 - Excellent |  | 3 - Normal
Griffith Ambulance Station (RAIR) | Griffith Ambulance Station (RAIR) | Ground | 13 | Above door to rear station |  | Emergency Exit Light (Green) | 1 | 0 |  | Pierlite | [10 empty] | 24/3/2022 | 2 - Normal | 2 - Medium | 1 - Excellent |  | 3 - Normal
Griffith Ambulance Station (RAIR) | Griffith Ambulance Station (RAIR) | Ground | 13 |  | GRR-0015 | Eye Wash Station | 1 | GRR-0015 |  | Enware | [10 empty] | 24/3/2022 | 2 - Normal | 2 - Medium | 1 - Excellent |  | 3 - Normal
Griffith Ambulance Station (RAIR) | Griffith Ambulance Station (RAIR) | Ground | 13 |  |  | Wallmount Battery Charger | 1 | 0 |  | Durst |  | BCSW - 1225 B | 124417 | [7 empty] | 24/3/2022 | 2 - Normal | 2 - Medium | 1 - Excellent |  | 3 - Normal
Griffith Ambulance Station (RAIR) | Griffith Ambulance Station (RAIR) | Ground | 13 |  |  | Vehicle Battery Charger | 1 | 0 |  | Durst |  | BCS-1225C | A91017163 | [7 empty] | 24/3/2022 | 2 - Normal | 2 - Medium | 1 - Excellent |  | 3 - Normal
Griffith Ambulance Station (RAIR) | Griffith Ambulance Station (RAIR) | Ground | 13 |  |  | Wallmount Battery Charger | 1 | 0 |  | Durst |  | BCSW - 1225 B | 124393 | [7 empty] | 24/3/2022 | 2 - Normal | 2 - Medium | 1 - Excellent |  | 3 - Normal
Griffith Ambulance Station (RAIR) | Griffith Ambulance Station (RAIR) | Ground | 13 |  |  | Vehicle Battery Charger | 1 | 0 |  | Durst |  | BCS-1225C | A91017164 | [7 empty] | 24/3/2022 | 2 - Normal | 2 - Medium | 1 - Excellent |  | 3 - Normal
Griffith Ambulance Station (RAIR) | Griffith Ambulance Station (RAIR) | Ground | 13 |  |  | Wallmount Battery Charger | 1 | 0 |  | Durst |  | BCSW - 1225 B | 124409 | [7 empty] | 24/3/2022 | 2 - Normal | 2 - Medium | 1 - Excellent |  | 3 - Normal
Griffith Ambulance Station (RAIR) | Griffith Ambulance Station (RAIR) | Ground | 13 |  |  | Vehicle Battery Charger | 1 | 0 |  | Durst |  | BCS-1225C | A91017009 | [7 empty] | 24/3/2022 | 2 - Normal | 2 - Medium | 1 - Excellent |  | 3 - Normal
Griffith Ambulance Station (RAIR) | Griffith Ambulance Station (RAIR) | Ground | 13 |  | GRR-0016 | Vehicle Hoist | 1 | GRR-0016 |  | HESHBON |  | HL-27M | 27M18E07 | 6,000 | [6 empty] | 24/3/2022 | 2 - Normal | 2 - Medium | 1 - Excellent |  | 3 - Normal
Griffith Ambulance Station (RAIR) | Griffith Ambulance Station (RAIR) | Ground | 13 |  |  | Vehicle Hoist Motor | 1 | 0 |  | Hydro-Tek |  | T42256W2 | 180325014 | [7 empty] | 24/3/2022 | 2 - Normal | 2 - Medium | 1 - Excellent |  | 3 - Normal
Griffith Ambulance Station (RAIR) | Griffith Ambulance Station (RAIR) | Ground | 13 |  |  | Smoke Detector | 12 | 0 | [12 empty] | 24/3/2022 | 2 - Normal | 2 - Medium | 1 - Excellent |  | 3 - Normal
Griffith Ambulance Station (RAIR) | Griffith Ambulance Station (RAIR) | Ground | 13 |  |  | Smoke Detector | 12 | 0 | [12 empty] | 24/3/2022 | 2 - Normal | 2 - Medium | 1 - Excellent |  | 3 - Normal
Griffith Ambulance Station (RAIR) | Griffith Ambulance Station (RAIR) | Ground | 13 |  |  | Smoke Detector | 12 | 0 | [12 empty] | 24/3/2022 | 2 - Normal | 2 - Medium | 1 - Excellent |  | 3 - Normal
Griffith Ambulance Station (RAIR) | Griffith Ambulance Station (RAIR) | Ground | 13 |  |  | Smoke Detector | 12 | 0 | [12 empty] | 24/3/2022 | 2 - Normal | 2 - Medium | 1 - Excellent |  | 3 - Normal
Griffith Ambulance Station (RAIR) | Griffith Ambulance Station (RAIR) | Ground | 13 |  |  | Smoke Detector | 12 | 0 | [12 empty] | 24/3/2022 | 2 - Normal | 2 - Medium | 1 - Excellent |  | 3 - Normal
Griffith Ambulance Station (RAIR) | Griffith Ambulance Station (RAIR) | Ground | 13 |  |  | Smoke Detector | 12 | 0 | [12 empty] | 24/3/2022 | 2 - Normal | 2 - Medium | 1 - Excellent |  | 3 - Normal
Griffith Ambulance Station (RAIR) | Griffith Ambulance Station (RAIR) | Ground | 13 |  |  | Smoke Detector | 12 | 0 | [12 empty] | 24/3/2022 | 2 - Normal | 2 - Medium | 1 - Excellent |  | 3 - Normal
Griffith Ambulance Station (RAIR) | Griffith Ambulance Station (RAIR) | Ground | 13 |  |  | Smoke Detector | 12 | 0 | [12 empty] | 24/3/2022 | 2 - Normal | 2 - Medium | 1 - Excellent |  | 3 - Normal
Griffith Ambulance Station (RAIR) | Griffith Ambulance Station (RAIR) | Ground | 13 |  |  | Smoke Detector | 12 | 0 | [12 empty] | 24/3/2022 | 2 - Normal | 2 - Medium | 1 - Excellent |  | 3 - Normal
Griffith Ambulance Station (RAIR) | Griffith Ambulance Station (RAIR) | Ground | 13 |  |  | Smoke Detector | 12 | 0 | [12 empty] | 24/3/2022 | 2 - Normal | 2 - Medium | 1 - Excellent |  | 3 - Normal
Griffith Ambulance Station (RAIR) | Griffith Ambulance Station (RAIR) | Ground | 13 |  |  | Smoke Detector | 12 | 0 | [12 empty] | 24/3/2022 | 2 - Normal | 2 - Medium | 1 - Excellent |  | 3 - Normal
Griffith Ambulance Station (RAIR) | Griffith Ambulance Station (RAIR) | Ground | 13 |  |  | Smoke Detector | 12 | 0 | [12 empty] | 24/3/2022 | 2 - Normal | 2 - Medium | 1 - Excellent |  | 3 - Normal
Griffith Ambulance Station (RAIR) | Griffith Ambulance Station (RAIR) | Ground | 13 | Front door to road |  | Automatic BiFold Door Motor | 1 | 0 |  | Automatic Technology Australia |  | 14522 axess pro 3100 V1 | 6103 | [7 empty] | 24/3/2022 | 2 - Normal | 2 - Medium | 1 - Excellent |  | 3 - Normal
Griffith Ambulance Station (RAIR) | Griffith Ambulance Station (RAIR) | Ground | 13 | Front of station leading to road | GRR-0017 | Automatic Bi-fold Door | 1 | GRR-0017 | [6 empty] | 3.5 | 7.9 |  |  |  |  | 24/3/2022 | 2 - Normal | 2 - Medium | 1 - Excellent |  | 3 - Normal
Griffith Ambulance Station (RAIR) | Griffith Ambulance Station (RAIR) | Ground | 13 | Front bi-fold door to road | GRR-0018 | UPS | 1 | GRR-0018 |  | APC |  | Smart-UPS C1500 | [8 empty] | 24/3/2022 | 2 - Normal | 2 - Medium | 1 - Excellent |  | 3 - Normal
Griffith Ambulance Station (RAIR) | Griffith Ambulance Station (RAIR) | Ground | 13 | Back station to carpark |  | Automatic Roller Door Motor | 1 | 0 |  | Automatic Technology Australia |  | 14522 Axess Pro 3100 V1 | 5982 | [7 empty] | 24/3/2022 | 2 - Normal | 2 - Medium | 1 - Excellent |  | 3 - Normal
Griffith Ambulance Station (RAIR) | Griffith Ambulance Station (RAIR) | Ground | 13 | Roller door to car park back of station | GRR-0019 | Automatic Roller Door | 1 | GRR-0019 |  | Austral Monsoon |  |  |  |  | 3.6 | 7.8 |  |  |  |  | 24/3/2022 | 2 - Normal | 2 - Medium | 1 - Excellent |  | 3 - Normal
Griffith Ambulance Station (RAIR) | Griffith Ambulance Station (RAIR) | Ground | 14 |  |  | Thermal Heat Detector | 1 | 0 | [12 empty] | 24/3/2022 | 2 - Normal | 2 - Medium | 1 - Excellent |  | 3 - Normal
Griffith Ambulance Station (RAIR) | Griffith Ambulance Station (RAIR) | Ground | 14 |  |  | Emergency Exit Light (Spitfire) | 1 | 0 | [12 empty] | 24/3/2022 | 2 - Normal | 2 - Medium | 1 - Excellent |  | 3 - Normal
Griffith Ambulance Station (RAIR) | Griffith Ambulance Station (RAIR) | Ground | 14 |  | GRR-0020 | TMV | 1 | GRR-0020 |  | Enware |  | Aquablend 1500 | [8 empty] | 24/3/2022 | 2 - Normal | 2 - Medium | 1 - Excellent |  | 3 - Normal
Griffith Ambulance Station (RAIR) | Griffith Ambulance Station (RAIR) | Ground | 15 |  | GRR-0021 | Manual roller door | 1 | GRR-0021 |  | B&D | [10 empty] | 24/3/2022 | 2 - Normal | 2 - Medium | 1 - Excellent |  | 3 - Normal
Griffith Ambulance Station (RAIR) | Griffith Ambulance Station (RAIR) | Ground | 16 |  |  | Smoke Detector | 1 | 0 | [12 empty] | 24/3/2022 | 2 - Normal | 2 - Medium | 1 - Excellent |  | 3 - Normal
Griffith Ambulance Station (RAIR) | Griffith Ambulance Station (RAIR) | Ground | 18 |  | GRR-0022 | Main Switchboard | 1 | GRR-0022 |  | Flavourtech |  |  | 1709-09 | [7 empty] | 24/3/2022 | 2 - Normal | 2 - Medium | 1 - Excellent |  | 3 - Normal
Griffith Ambulance Station (RAIR) | Griffith Ambulance Station (RAIR) | Ground | 18 |  |  | RCD | 2 | 0 |  | NHP |  | DSRCD44030 PPT | [5 empty] | GRR-0022 |  |  | 24/3/2022 | 2 - Normal | 2 - Medium | 1 - Excellent |  | 3 - Normal
Griffith Ambulance Station (RAIR) | Griffith Ambulance Station (RAIR) | Ground | 18 |  |  | RCD | 2 | 0 |  | NHP |  | DSRCD44030 PPT | [5 empty] | GRR-0022 |  |  | 24/3/2022 | 2 - Normal | 2 - Medium | 1 - Excellent |  | 3 - Normal
Griffith Ambulance Station (RAIR) | Griffith Ambulance Station (RAIR) | Ground | 18 |  |  | RCBO | 37 | 0 |  | NHP |  | DSRCBH2030A C20 | [5 empty] | GRR-0022 |  |  | 24/3/2022 | 2 - Normal | 2 - Medium | 1 - Excellent |  | 3 - Normal
Griffith Ambulance Station (RAIR) | Griffith Ambulance Station (RAIR) | Ground | 18 |  |  | RCBO | 37 | 0 |  | NHP |  | DSRCBH2030A C20 | [5 empty] | GRR-0022 |  |  | 24/3/2022 | 2 - Normal | 2 - Medium | 1 - Excellent |  | 3 - Normal
Griffith Ambulance Station (RAIR) | Griffith Ambulance Station (RAIR) | Ground | 18 |  |  | RCBO | 37 | 0 |  | NHP |  | DSRCBH2030A C20 | [5 empty] | GRR-0022 |  |  | 24/3/2022 | 2 - Normal | 2 - Medium | 1 - Excellent |  | 3 - Normal
Griffith Ambulance Station (RAIR) | Griffith Ambulance Station (RAIR) | Ground | 18 |  |  | RCBO | 37 | 0 |  | NHP |  | DSRCBH2030A C20 | [5 empty] | GRR-0022 |  |  | 24/3/2022 | 2 - Normal | 2 - Medium | 1 - Excellent |  | 3 - Normal
Griffith Ambulance Station (RAIR) | Griffith Ambulance Station (RAIR) | Ground | 18 |  |  | RCBO | 37 | 0 |  | NHP |  | DSRCBH2030A C20 | [5 empty] | GRR-0022 |  |  | 24/3/2022 | 2 - Normal | 2 - Medium | 1 - Excellent |  | 3 - Normal
Griffith Ambulance Station (RAIR) | Griffith Ambulance Station (RAIR) | Ground | 18 |  |  | RCBO | 37 | 0 |  | NHP |  | DSRCBH2030A C20 | [5 empty] | GRR-0022 |  |  | 24/3/2022 | 2 - Normal | 2 - Medium | 1 - Excellent |  | 3 - Normal
Griffith Ambulance Station (RAIR) | Griffith Ambulance Station (RAIR) | Ground | 18 |  |  | RCBO | 37 | 0 |  | NHP |  | DSRCBH2030A C20 | [5 empty] | GRR-0022 |  |  | 24/3/2022 | 2 - Normal | 2 - Medium | 1 - Excellent |  | 3 - Normal
Griffith Ambulance Station (RAIR) | Griffith Ambulance Station (RAIR) | Ground | 18 |  |  | RCBO | 37 | 0 |  | NHP |  | DSRCBH2030A C20 | [5 empty] | GRR-0022 |  |  | 24/3/2022 | 2 - Normal | 2 - Medium | 1 - Excellent |  | 3 - Normal
Griffith Ambulance Station (RAIR) | Griffith Ambulance Station (RAIR) | Ground | 18 |  |  | RCBO | 37 | 0 |  | NHP |  | DSRCBH2030A C20 | [5 empty] | GRR-0022 |  |  | 24/3/2022 | 2 - Normal | 2 - Medium | 1 - Excellent |  | 3 - Normal
Griffith Ambulance Station (RAIR) | Griffith Ambulance Station (RAIR) | Ground | 18 |  |  | RCBO | 37 | 0 |  | NHP |  | DSRCBH2030A C20 | [5 empty] | GRR-0022 |  |  | 24/3/2022 | 2 - Normal | 2 - Medium | 1 - Excellent |  | 3 - Normal
Griffith Ambulance Station (RAIR) | Griffith Ambulance Station (RAIR) | Ground | 18 |  |  | RCBO | 37 | 0 |  | NHP |  | DSRCBH2030A C20 | [5 empty] | GRR-0022 |  |  | 24/3/2022 | 2 - Normal | 2 - Medium | 1 - Excellent |  | 3 - Normal
Griffith Ambulance Station (RAIR) | Griffith Ambulance Station (RAIR) | Ground | 18 |  |  | RCBO | 37 | 0 |  | NHP |  | DSRCBH2030A C20 | [5 empty] | GRR-0022 |  |  | 24/3/2022 | 2 - Normal | 2 - Medium | 1 - Excellent |  | 3 - Normal
Griffith Ambulance Station (RAIR) | Griffith Ambulance Station (RAIR) | Ground | 18 |  |  | RCBO | 37 | 0 |  | NHP |  | DSRCBH2030A C20 | [5 empty] | GRR-0022 |  |  | 24/3/2022 | 2 - Normal | 2 - Medium | 1 - Excellent |  | 3 - Normal
Griffith Ambulance Station (RAIR) | Griffith Ambulance Station (RAIR) | Ground | 18 |  |  | RCBO | 37 | 0 |  | NHP |  | DSRCBH2030A C20 | [5 empty] | GRR-0022 |  |  | 24/3/2022 | 2 - Normal | 2 - Medium | 1 - Excellent |  | 3 - Normal
Griffith Ambulance Station (RAIR) | Griffith Ambulance Station (RAIR) | Ground | 18 |  |  | RCBO | 37 | 0 |  | NHP |  | DSRCBH2030A C20 | [5 empty] | GRR-0022 |  |  | 24/3/2022 | 2 - Normal | 2 - Medium | 1 - Excellent |  | 3 - Normal
Griffith Ambulance Station (RAIR) | Griffith Ambulance Station (RAIR) | Ground | 18 |  |  | RCBO | 37 | 0 |  | NHP |  | DSRCBH2030A C20 | [5 empty] | GRR-0022 |  |  | 24/3/2022 | 2 - Normal | 2 - Medium | 1 - Excellent |  | 3 - Normal
Griffith Ambulance Station (RAIR) | Griffith Ambulance Station (RAIR) | Ground | 18 |  |  | RCBO | 37 | 0 |  | NHP |  | DSRCBH2030A C20 | [5 empty] | GRR-0022 |  |  | 24/3/2022 | 2 - Normal | 2 - Medium | 1 - Excellent |  | 3 - Normal
Griffith Ambulance Station (RAIR) | Griffith Ambulance Station (RAIR) | Ground | 18 |  |  | RCBO | 37 | 0 |  | NHP |  | DSRCBH2030A C20 | [5 empty] | GRR-0022 |  |  | 24/3/2022 | 2 - Normal | 2 - Medium | 1 - Excellent |  | 3 - Normal
Griffith Ambulance Station (RAIR) | Griffith Ambulance Station (RAIR) | Ground | 18 |  |  | RCBO | 37 | 0 |  | NHP |  | DSRCBH2030A C20 | [5 empty] | GRR-0022 |  |  | 24/3/2022 | 2 - Normal | 2 - Medium | 1 - Excellent |  | 3 - Normal
Griffith Ambulance Station (RAIR) | Griffith Ambulance Station (RAIR) | Ground | 18 |  |  | RCBO | 37 | 0 |  | NHP |  | DSRCBH2030A C20 | [5 empty] | GRR-0022 |  |  | 24/3/2022 | 2 - Normal | 2 - Medium | 1 - Excellent |  | 3 - Normal
Griffith Ambulance Station (RAIR) | Griffith Ambulance Station (RAIR) | Ground | 18 |  |  | RCBO | 37 | 0 |  | NHP |  | DSRCBH2030A C20 | [5 empty] | GRR-0022 |  |  | 24/3/2022 | 2 - Normal | 2 - Medium | 1 - Excellent |  | 3 - Normal
Griffith Ambulance Station (RAIR) | Griffith Ambulance Station (RAIR) | Ground | 18 |  |  | RCBO | 37 | 0 |  | NHP |  | DSRCBH2030A C20 | [5 empty] | GRR-0022 |  |  | 24/3/2022 | 2 - Normal | 2 - Medium | 1 - Excellent |  | 3 - Normal
Griffith Ambulance Station (RAIR) | Griffith Ambulance Station (RAIR) | Ground | 18 |  |  | RCBO | 37 | 0 |  | NHP |  | DSRCBH2030A C20 | [5 empty] | GRR-0022 |  |  | 24/3/2022 | 2 - Normal | 2 - Medium | 1 - Excellent |  | 3 - Normal
Griffith Ambulance Station (RAIR) | Griffith Ambulance Station (RAIR) | Ground | 18 |  |  | RCBO | 37 | 0 |  | NHP |  | DSRCBH2030A C20 | [5 empty] | GRR-0022 |  |  | 24/3/2022 | 2 - Normal | 2 - Medium | 1 - Excellent |  | 3 - Normal
Griffith Ambulance Station (RAIR) | Griffith Ambulance Station (RAIR) | Ground | 18 |  |  | RCBO | 37 | 0 |  | NHP |  | DSRCBH2030A C20 | [5 empty] | GRR-0022 |  |  | 24/3/2022 | 2 - Normal | 2 - Medium | 1 - Excellent |  | 3 - Normal
Griffith Ambulance Station (RAIR) | Griffith Ambulance Station (RAIR) | Ground | 18 |  |  | RCBO | 37 | 0 |  | NHP |  | DSRCBH2030A C20 | [5 empty] | GRR-0022 |  |  | 24/3/2022 | 2 - Normal | 2 - Medium | 1 - Excellent |  | 3 - Normal
Griffith Ambulance Station (RAIR) | Griffith Ambulance Station (RAIR) | Ground | 18 |  |  | RCBO | 37 | 0 |  | NHP |  | DSRCBH2030A C20 | [5 empty] | GRR-0022 |  |  | 24/3/2022 | 2 - Normal | 2 - Medium | 1 - Excellent |  | 3 - Normal
Griffith Ambulance Station (RAIR) | Griffith Ambulance Station (RAIR) | Ground | 18 |  |  | RCBO | 37 | 0 |  | NHP |  | DSRCBH2030A C20 | [5 empty] | GRR-0022 |  |  | 24/3/2022 | 2 - Normal | 2 - Medium | 1 - Excellent |  | 3 - Normal
Griffith Ambulance Station (RAIR) | Griffith Ambulance Station (RAIR) | Ground | 18 |  |  | RCBO | 37 | 0 |  | NHP |  | DSRCBH2030A C20 | [5 empty] | GRR-0022 |  |  | 24/3/2022 | 2 - Normal | 2 - Medium | 1 - Excellent |  | 3 - Normal
Griffith Ambulance Station (RAIR) | Griffith Ambulance Station (RAIR) | Ground | 18 |  |  | RCBO | 37 | 0 |  | NHP |  | DSRCBH2030A C20 | [5 empty] | GRR-0022 |  |  | 24/3/2022 | 2 - Normal | 2 - Medium | 1 - Excellent |  | 3 - Normal
Griffith Ambulance Station (RAIR) | Griffith Ambulance Station (RAIR) | Ground | 18 |  |  | RCBO | 37 | 0 |  | NHP |  | DSRCBH2030A C20 | [5 empty] | GRR-0022 |  |  | 24/3/2022 | 2 - Normal | 2 - Medium | 1 - Excellent |  | 3 - Normal
Griffith Ambulance Station (RAIR) | Griffith Ambulance Station (RAIR) | Ground | 18 |  |  | RCBO | 37 | 0 |  | NHP |  | DSRCBH2030A C20 | [5 empty] | GRR-0022 |  |  | 24/3/2022 | 2 - Normal | 2 - Medium | 1 - Excellent |  | 3 - Normal
Griffith Ambulance Station (RAIR) | Griffith Ambulance Station (RAIR) | Ground | 18 |  |  | RCBO | 37 | 0 |  | NHP |  | DSRCBH2030A C20 | [5 empty] | GRR-0022 |  |  | 24/3/2022 | 2 - Normal | 2 - Medium | 1 - Excellent |  | 3 - Normal
Griffith Ambulance Station (RAIR) | Griffith Ambulance Station (RAIR) | Ground | 18 |  |  | RCBO | 37 | 0 |  | NHP |  | DSRCBH2030A C20 | [5 empty] | GRR-0022 |  |  | 24/3/2022 | 2 - Normal | 2 - Medium | 1 - Excellent |  | 3 - Normal
Griffith Ambulance Station (RAIR) | Griffith Ambulance Station (RAIR) | Ground | 18 |  |  | RCBO | 37 | 0 |  | NHP |  | DSRCBH2030A C20 | [5 empty] | GRR-0022 |  |  | 24/3/2022 | 2 - Normal | 2 - Medium | 1 - Excellent |  | 3 - Normal
Griffith Ambulance Station (RAIR) | Griffith Ambulance Station (RAIR) | Ground | 18 |  |  | RCBO | 37 | 0 |  | NHP |  | DSRCBH2030A C20 | [5 empty] | GRR-0022 |  |  | 24/3/2022 | 2 - Normal | 2 - Medium | 1 - Excellent |  | 3 - Normal
Griffith Ambulance Station (RAIR) | Griffith Ambulance Station (RAIR) | Ground | 18 |  |  | RCBO | 37 | 0 |  | NHP |  | DSRCBH2030A C20 | [5 empty] | GRR-0022 |  |  | 24/3/2022 | 2 - Normal | 2 - Medium | 1 - Excellent |  | 3 - Normal
Griffith Ambulance Station (RAIR) | Griffith Ambulance Station (RAIR) | Ground | 18 |  |  | RCBO | 2 | 0 |  | NHP |  | DSRCBH3230A C32 | [5 empty] | GRR-0022 |  |  | 24/3/2022 | 2 - Normal | 2 - Medium | 1 - Excellent |  | 3 - Normal
Griffith Ambulance Station (RAIR) | Griffith Ambulance Station (RAIR) | Ground | 18 |  |  | RCBO | 2 | 0 |  | NHP |  | DSRCBH3230A C32 | [5 empty] | GRR-0022 |  |  | 24/3/2022 | 2 - Normal | 2 - Medium | 1 - Excellent |  | 3 - Normal
Griffith Ambulance Station (RAIR) | Griffith Ambulance Station (RAIR) | Ground | 17 |  |  | Fie Extinguisher (Powder) | 1 | 0 | [12 empty] | 24/3/2022 | 2 - Normal | 2 - Medium | 1 - Excellent |  | 3 - Normal
Griffith Ambulance Station (RAIR) | Griffith Ambulance Station (RAIR) | Ground | 17 |  | GRR-0023 | Oil Separator Tank | 1 | GRR-0023 |  | Industrial Separation Systems | [10 empty] | 24/3/2022 | 2 - Normal | 2 - Medium | 1 - Excellent |  | 3 - Normal
Griffith Ambulance Station (RAIR) | Griffith Ambulance Station (RAIR) | Ground | 17 |  | GRR-0024 | Oil Seperator Induction Motor | 1 | GRR-0024 |  | Weg |  | KME4 ASM | [8 empty] | 24/3/2022 | 2 - Normal | 2 - Medium | 1 - Excellent |  | 3 - Normal
Griffith Ambulance Station (RAIR) | Griffith Ambulance Station (RAIR) | Ground | 17 |  | GRR-0025 | Diaphragm Pump | 1 | GRR-0025 |  | ASM PUMPS |  | DS25 | 24599 | [7 empty] | 24/3/2022 | 2 - Normal | 2 - Medium | 1 - Excellent |  | 3 - Normal
Griffith Ambulance Station (RAIR) | Griffith Ambulance Station (RAIR) | Ground | 19 |  | GRR-0026 | Rain water tank | 1 | GRR-0026 | [12 empty] | 24/3/2022 | 2 - Normal | 2 - Medium | 1 - Excellent |  | 3 - Normal
Griffith Ambulance Station (RAIR) | Griffith Ambulance Station (RAIR) | Ground | 19 | Wash bay | GRR-0027 | Air Compressor | 1 | GRR-0027 |  | National Air Compressors | [10 empty] | 24/3/2022 | 2 - Normal | 2 - Medium | 1 - Excellent |  | 3 - Normal
Griffith Ambulance Station (RAIR) | Griffith Ambulance Station (RAIR) | Ground | 19 | Wash bay | GRR-0028 | Air Compressor Motor | 1 | GRR-0028 |  | Brook Compton Betts | 18/4/2007 | 9222XVB-B22 | 14163 | [7 empty] | 24/3/2022 | 2 - Normal | 2 - Medium | 1 - Excellent |  | 3 - Normal
Griffith Ambulance Station (RAIR) | Griffith Ambulance Station (RAIR) | Ground | 19 | Wash bay | GRR-0029 | Hot Water Heater | 1 | GRR-0029 |  | Thermann |  | TH400GLE | 18062120221H | 415 | [6 empty] | 24/3/2022 | 2 - Normal | 2 - Medium | 1 - Excellent |  | 3 - Normal
Griffith Ambulance Station (RAIR) | Griffith Ambulance Station (RAIR) | Ground | 19 | Services area | GRR-0030 | A/C Outdoor Unit | 1 | GRR-0030 |  | Daikin | 1/8/2017 | RXS25L3V1B | J061058 | [7 empty] | 24/3/2022 | 2 - Normal | 2 - Medium | 1 - Excellent |  | 3 - Normal
Griffith Ambulance Station (RAIR) | Griffith Ambulance Station (RAIR) | Ground | 19 | Services area | GRR-0031 | A/C Outdoor Unit | 1 | GRR-0031 |  | Daikin | 1/8/2017 | RXS25L3V1B | J061061 | [7 empty] | 24/3/2022 | 2 - Normal | 2 - Medium | 1 - Excellent |  | 3 - Normal
Griffith Ambulance Station (RAIR) | Griffith Ambulance Station (RAIR) | Ground | 19 | Services area | GRR-0032 | A/C Outdoor Unit | 1 | GRR-0032 |  | Daikin | 1/8/2017 | RXS25L3V1B | J061064 | [7 empty] | 24/3/2022 | 2 - Normal | 2 - Medium | 1 - Excellent |  | 3 - Normal
Griffith Ambulance Station (RAIR) | Griffith Ambulance Station (RAIR) | Ground | 19 | Services area | GRR-0033 | A/C Outdoor Unit | 1 | GRR-0033 |  | Daikin | 1/11/2017 | RZQ100LV1 | E026587 | [7 empty] | 24/3/2022 | 2 - Normal | 2 - Medium | 1 - Excellent |  | 3 - Normal
Griffith Ambulance Station (RAIR) | Griffith Ambulance Station (RAIR) | Ground | 19 | Services area | GRR-0034 | A/C Outdoor Unit | 1 | GRR-0034 |  | Daikin | 1/11/2017 | RZQ71LV1 | E022959 | [7 empty] | 24/3/2022 | 2 - Normal | 2 - Medium | 1 - Excellent |  | 3 - Normal
Griffith Ambulance Station (RAIR) | Griffith Ambulance Station (RAIR) | Ground | 19 | Services area | GRR-0035 | A/C Outdoor Unit | 1 | GRR-0035 |  | Daikin | 1/10/2017 | RXS60L2V1B | J046645 | [7 empty] | 24/3/2022 | 2 - Normal | 2 - Medium | 1 - Excellent |  | 3 - Normal
Griffith Ambulance Station (RAIR) | Griffith Ambulance Station (RAIR) | Ground | 19 | Services area | GRR-0036 | A/C Outdoor Unit | 1 | GRR-0036 |  | Daikin | 1/1/2018 | RXS50L2V1B | J132678 | [7 empty] | 24/3/2022 | 2 - Normal | 2 - Medium | 1 - Excellent |  | 3 - Normal
Griffith Ambulance Station (RAIR) | Griffith Ambulance Station (RAIR) | Ground | 19 | Front garden |  | RPZ | 1 | 0 | [12 empty] | 24/3/2022 | 2 - Normal | 2 - Medium | 1 - Excellent |  | 3 - Normal
Griffith Ambulance Station (RAIR) | Griffith Ambulance Station (RAIR) | Ground | 19 |  | GRR-0037 | Automatic roller gate | 1 | GRR-0037 |  | DEA | 1/3/2016 | REV220 | 16/00012/16 | [7 empty] | 24/3/2022 | 2 - Normal | 2 - Medium | 1 - Excellent |  | 3 - Normal
Griffith Ambulance Station (RAIR) | Griffith Ambulance Station (RAIR) | Ground | 19 | Driveway | GRR-0038 | Automatic roller gate | 1 | GRR-0038 |  | DEA |  | REV220 | [8 empty] | 24/3/2022 | 2 - Normal | 2 - Medium | 1 - Excellent |  | 3 - Normal
Griffith Ambulance Station (RAIR) | Griffith Ambulance Station (RAIR) | Ground | 19 | Outside front bifold door | GRR-0039 | Generator Link Box | 1 | GRR-0039 |  | Proconect | [10 empty] | 24/3/2022 | 2 - Normal | 2 - Medium | 1 - Excellent |  | 3 - Normal
Griffith Ambulance Station (RAIR) | Griffith Ambulance Station (RAIR) | Ground | 2 |  |  | Smoke Detector | 1 | 0 | [12 empty] | 24/3/2022 | 2 - Normal | 2 - Medium | 1 - Excellent |  | 3 - Normal
Griffith Ambulance Station (RAIR) | Griffith Ambulance Station (RAIR) | Ground | 2 |  |  | A/C Cassette | 1 | 0 |  | Daikin | [10 empty] | 24/3/2022 | 2 - Normal | 2 - Medium | 1 - Excellent |  | 3 - Normal
Randwick Ambulance Station (Superstation) | Randwick Ambulance Station (Superstation) | Ground | 4 | Parking Space 18 |  | Wallmount Battery Charger | 1 | 0 |  | Durst |  | BCSW - 1245 B | 125636 | [7 empty] | 31/3/2022 | 2 - Normal | 2 - Medium | 1 - Excellent |  | 3 - Normal
Randwick Ambulance Station (Superstation) | Randwick Ambulance Station (Superstation) | Ground | 4 | Parking space 18 |  | Vehicle Battery Charger | 1 | 0 |  | Durst |  | BCS-1245C | A91220014 | [7 empty] | 31/3/2022 | 2 - Normal | 2 - Medium | 1 - Excellent |  | 3 - Normal
Randwick Ambulance Station (Superstation) | Randwick Ambulance Station (Superstation) | Ground | 4 | Parking space 17 |  | Wallmount Battery Charger | 1 | 0 |  | Durst |  | BCSW - 1245 B | 125639 | [7 empty] | 31/3/2022 | 2 - Normal | 2 - Medium | 1 - Excellent |  | 3 - Normal
Randwick Ambulance Station (Superstation) | Randwick Ambulance Station (Superstation) | Ground | 4 | Parking space 17 |  | Vehicle Battery Charger | 1 | 0 |  | Durst |  | BCS-1245C | A91020123 | [7 empty] | 31/3/2022 | 2 - Normal | 2 - Medium | 1 - Excellent |  | 3 - Normal
Randwick Ambulance Station (Superstation) | Randwick Ambulance Station (Superstation) | Ground | 4 | Parking space 16 |  | Wallmount Battery Charger | 1 | 0 |  | Durst |  | BCSW - 1245 B | 126161 | [7 empty] | 31/3/2022 | 2 - Normal | 2 - Medium | 1 - Excellent |  | 3 - Normal
Randwick Ambulance Station (Superstation) | Randwick Ambulance Station (Superstation) | Ground | 4 | Parking space 16 |  | Vehicle Battery Charger | 1 | 0 |  | Durst |  | BCSW-1245 | A90821124 | [7 empty] | 31/3/2022 | 2 - Normal | 2 - Medium | 1 - Excellent |  | 3 - Normal
Randwick Ambulance Station (Superstation) | Randwick Ambulance Station (Superstation) | Ground | 4 | Parking space 15 |  | Wallmount Battery Charger | 1 | 0 |  | Durst |  | BCSW - 1245 B | 125646 | [7 empty] | 31/3/2022 | 2 - Normal | 2 - Medium | 1 - Excellent |  | 3 - Normal
Randwick Ambulance Station (Superstation) | Randwick Ambulance Station (Superstation) | Ground | 4 | Parking space 15 |  | Vehicle Battery Charger | 1 | 0 |  | Durst |  | BCS-1245C | A91220045 | [7 empty] | 31/3/2022 | 2 - Normal | 2 - Medium | 1 - Excellent |  | 3 - Normal
Randwick Ambulance Station (Superstation) | Randwick Ambulance Station (Superstation) | Ground | 4 | Parking space 14 |  | Wallmount Battery Charger | 1 | 0 |  | Durst |  | BCSW - 1225 B | 123609 | [7 empty] | 31/3/2022 | 2 - Normal | 2 - Medium | 1 - Excellent |  | 3 - Normal
Randwick Ambulance Station (Superstation) | Randwick Ambulance Station (Superstation) | Ground | 4 | Parking space 14 |  | Vehicle Battery Charger | 1 | 0 |  | Durst |  | BCS-1225C | A90517087 | [7 empty] | 31/3/2022 | 2 - Normal | 2 - Medium | 1 - Excellent |  | 3 - Normal
Randwick Ambulance Station (Superstation) | Randwick Ambulance Station (Superstation) | Ground | 4 | Parking space 13 |  | Wallmount Battery Charger | 1 | 0 |  | Durst |  | BCSW - 1245 B | 125641 | [7 empty] | 31/3/2022 | 2 - Normal | 2 - Medium | 1 - Excellent |  | 3 - Normal
Randwick Ambulance Station (Superstation) | Randwick Ambulance Station (Superstation) | Ground | 4 | Parking space 13 |  | Vehicle Battery Charger | 1 | 0 |  | Durst |  | BCS-1245C | A91220033 | [7 empty] | 31/3/2022 | 2 - Normal | 2 - Medium | 1 - Excellent |  | 3 - Normal
Randwick Ambulance Station (Superstation) | Randwick Ambulance Station (Superstation) | Ground | 4 | Parking space 12 |  | Wallmount Battery Charger | 1 | 0 |  | Durst |  | BCSW - 1245 B | 125635 | [7 empty] | 31/3/2022 | 2 - Normal | 2 - Medium | 1 - Excellent |  | 3 - Normal
Randwick Ambulance Station (Superstation) | Randwick Ambulance Station (Superstation) | Ground | 4 | Parking space 12 |  | Vehicle Battery Charger | 1 | 0 |  | Durst |  | BCS-1245C | A91220013 | [7 empty] | 31/3/2022 | 2 - Normal | 2 - Medium | 1 - Excellent |  | 3 - Normal
Randwick Ambulance Station (Superstation) | Randwick Ambulance Station (Superstation) | Ground | 4 | Parking space 11 |  | Wallmount Battery Charger | 1 | 0 |  | Durst |  | BCSW - 1245 B | 125637 | [7 empty] | 31/3/2022 | 2 - Normal | 2 - Medium | 1 - Excellent |  | 3 - Normal
Randwick Ambulance Station (Superstation) | Randwick Ambulance Station (Superstation) | Ground | 4 | Parking space 11 |  | Vehicle Battery Charger | 1 | 0 |  | Durst |  | BCS-1245C | A91220032 | [7 empty] | 31/3/2022 | 2 - Normal | 2 - Medium | 1 - Excellent |  | 3 - Normal
Randwick Ambulance Station (Superstation) | Randwick Ambulance Station (Superstation) | Ground | 4 | Parking space 10 |  | Wallmount Battery Charger | 1 | 0 |  | Durst |  | BCSW - 1245 B | 125640 | [7 empty] | 31/3/2022 | 2 - Normal | 2 - Medium | 1 - Excellent |  | 3 - Normal
Randwick Ambulance Station (Superstation) | Randwick Ambulance Station (Superstation) | Ground | 4 | Parking space 10 |  | Vehicle Battery Charger | 1 | 0 |  | Durst |  | BCS-1245C | A91220034 | [7 empty] | 31/3/2022 | 2 - Normal | 2 - Medium | 1 - Excellent |  | 3 - Normal
Randwick Ambulance Station (Superstation) | Randwick Ambulance Station (Superstation) | Ground | 4 | Parking space 09 |  | Wallmount Battery Charger | 1 | 0 |  | Durst |  | BCSW - 1245 B | 125638 | [7 empty] | 31/3/2022 | 2 - Normal | 2 - Medium | 1 - Excellent |  | 3 - Normal
Randwick Ambulance Station (Superstation) | Randwick Ambulance Station (Superstation) | Ground | 4 | Parking space 09 |  | Vehicle Battery Charger | 1 | 0 |  | Durst |  | BCS-1245C | A91220031 | [7 empty] | 31/3/2022 | 2 - Normal | 2 - Medium | 1 - Excellent |  | 3 - Normal
Randwick Ambulance Station (Superstation) | Randwick Ambulance Station (Superstation) | Ground | 4 | Parking space 06 |  | Wallmount Battery Charger | 1 | 0 |  | Durst |  | BCSW - 1245 BS | 126181 | [7 empty] | 31/3/2022 | 2 - Normal | 2 - Medium | 1 - Excellent |  | 3 - Normal
Randwick Ambulance Station (Superstation) | Randwick Ambulance Station (Superstation) | Ground | 4 | Parking space 06 |  | Vehicle Battery Charger | 1 | 0 |  | Durst |  | BCSW-1245 | A90821091 | [7 empty] | 31/3/2022 | 2 - Normal | 2 - Medium | 1 - Excellent |  | 3 - Normal
Randwick Ambulance Station (Superstation) | Randwick Ambulance Station (Superstation) | Ground | 4 | Parking space 05 |  | Wallmount Battery Charger | 1 | 0 |  | Durst |  | BCSW - 1225 B | 124316 | [7 empty] | 31/3/2022 | 2 - Normal | 2 - Medium | 1 - Excellent |  | 3 - Normal
Randwick Ambulance Station (Superstation) | Randwick Ambulance Station (Superstation) | Ground | 4 | Parking space 05 |  | Vehicle Battery Charger | 1 | 0 |  | Durst |  | BCS-1225C | A91017034 | [7 empty] | 31/3/2022 | 2 - Normal | 2 - Medium | 1 - Excellent |  | 3 - Normal
Randwick Ambulance Station (Superstation) | Randwick Ambulance Station (Superstation) | Ground | 4 | Parking space 04 |  | Wallmount Battery Charger | 1 | 0 |  | Durst |  | BCSW - 1225 BS | 126253 | [7 empty] | 31/3/2022 | 2 - Normal | 2 - Medium | 1 - Excellent |  | 3 - Normal
Randwick Ambulance Station (Superstation) | Randwick Ambulance Station (Superstation) | Ground | 4 | Parking space 04 |  | Vehicle Battery Charger | 1 | 0 |  | Durst |  | BCSW-1245 | A90821138 | [7 empty] | 31/3/2022 | 2 - Normal | 2 - Medium | 1 - Excellent |  | 3 - Normal
Randwick Ambulance Station (Superstation) | Randwick Ambulance Station (Superstation) | Ground | 4 | Parking space 01 |  | Wallmount Battery Charger | 1 | 0 |  | Durst |  | BCSW - 1225 B | 124984 | [7 empty] | 31/3/2022 | 2 - Normal | 2 - Medium | 1 - Excellent |  | 3 - Normal
Randwick Ambulance Station (Superstation) | Randwick Ambulance Station (Superstation) | Ground | 4 | Parking space 01 |  | Vehicle Battery Charger | 1 | 0 |  | Durst |  | BCS-1225C | A90619046 | [7 empty] | 31/3/2022 | 2 - Normal | 2 - Medium | 1 - Excellent |  | 3 - Normal
Randwick Ambulance Station (Superstation) | Randwick Ambulance Station (Superstation) | Ground | 4 | Near logistics room | RAN-01-0054 | Stainless Steel Commercial Sink | 1 | RAN-01-0054 | [12 empty] | 31/3/2022 | 2 - Normal | 2 - Medium | 1 - Excellent |  | 3 - Normal
Randwick Ambulance Station (Superstation) | Randwick Ambulance Station (Superstation) | Ground | 4 | Near logistics room | RAN-01-0077 | Oil Seperator Induction Motor | 1 | RAN-01-0077 |  | WEG |  | W22 | 14039649 | [7 empty] | 31/3/2022 | 2 - Normal | 2 - Medium | 1 - Excellent |  | 3 - Normal
Randwick Ambulance Station (Superstation) | Randwick Ambulance Station (Superstation) | Ground | 4 | Near logistics room | RAN-01-0015 | Diaphragm Pump | 1 | RAN-01-0015 |  | ASM PUMPS |  | DS25 | 26890 | [7 empty] | 31/3/2022 | 2 - Normal | 2 - Medium | 1 - Excellent |  | 3 - Normal
Randwick Ambulance Station (Superstation) | Randwick Ambulance Station (Superstation) | Ground | 4 | Near logistics room | RAN-01-0060 | Oil Separator Tank | 1 | RAN-01-0060 |  | Industrial separation Systems | [10 empty] | 31/3/2022 | 2 - Normal | 2 - Medium | 1 - Excellent |  | 3 - Normal
Randwick Ambulance Station (Superstation) | Randwick Ambulance Station (Superstation) | Ground | 4 | Wash Bay | RAN-01-0068 | Stainless Steel Commercial Sink | 1 | RAN-01-0068 | [12 empty] | 31/3/2022 | 2 - Normal | 2 - Medium | 1 - Excellent |  | 3 - Normal
Randwick Ambulance Station (Superstation) | Randwick Ambulance Station (Superstation) | Ground | 4 | Wash bay |  | Emergency Exit Light (Spitfire) | 1 | 0 | [12 empty] | 31/3/2022 | 2 - Normal | 2 - Medium | 1 - Excellent |  | 3 - Normal
Randwick Ambulance Station (Superstation) | Randwick Ambulance Station (Superstation) | Ground | 5 |  | RAN-01-0073 | Eye Wash Station | 1 | RAN-01-0073 |  | Enware | [10 empty] | 31/3/2022 | 2 - Normal | 2 - Medium | 1 - Excellent |  | 3 - Normal
Randwick Ambulance Station (Superstation) | Randwick Ambulance Station (Superstation) | Ground | 7 |  |  | Smoke Detector | 1 | 0 | [12 empty] | 31/3/2022 | 2 - Normal | 2 - Medium | 1 - Excellent |  | 3 - Normal
Randwick Ambulance Station (Superstation) | Randwick Ambulance Station (Superstation) | Ground | 10 |  | RAN-01-0080 | Safe | 1 | RAN-01-0080 |  | Guardall | [10 empty] | 31/3/2022 | 2 - Normal | 2 - Medium | 1 - Excellent |  | 3 - Normal
Randwick Ambulance Station (Superstation) | Randwick Ambulance Station (Superstation) | Ground | 10 |  | RAN-01-0081 | Safe | 1 | RAN-01-0081 |  | Guardall | [10 empty] | 31/3/2022 | 2 - Normal | 2 - Medium | 1 - Excellent |  | 3 - Normal
Randwick Ambulance Station (Superstation) | Randwick Ambulance Station (Superstation) | Ground | 10 |  | RAN-01-0082 | Safe | 1 | RAN-01-0082 |  | Guardall | [10 empty] | 31/3/2022 | 2 - Normal | 2 - Medium | 1 - Excellent |  | 3 - Normal
Randwick Ambulance Station (Superstation) | Randwick Ambulance Station (Superstation) | Ground | 10 |  | RAN-01-0083 | Medisafe | 1 | RAN-01-0083 |  | Medisafe plus | [10 empty] | 31/3/2022 | 2 - Normal | 2 - Medium | 1 - Excellent |  | 3 - Normal
Randwick Ambulance Station (Superstation) | Randwick Ambulance Station (Superstation) | Ground | 10 |  | RAN-01-0087 | UPS | 1 | RAN-01-0087 |  | Dataguard | [10 empty] | 31/3/2022 | 2 - Normal | 2 - Medium | 1 - Excellent |  | 3 - Normal
Randwick Ambulance Station (Superstation) | Randwick Ambulance Station (Superstation) | Ground | 21 |  | RAN-01-0096 | QuattroSelect | 1 | RAN-01-0096 |  | Quattroselect | [10 empty] | 31/3/2022 | 2 - Normal | 2 - Medium | 1 - Excellent |  | 3 - Normal
Leeton Ambulance Station | Leeton Ambulance Station | Ground | 1 | Above entry door |  | Emergency Exit Light (Green) | 1 | 0 |  | Ektor | [10 empty] | 4/4/2022 | 2 - Normal | 2 - Medium | 1 - Excellent |  | 3 - Normal
Leeton Ambulance Station | Leeton Ambulance Station | Ground | 1 | Centre hallway |  | Smoke Detector | 1 | 0 | [12 empty] | 4/4/2022 | 2 - Normal | 2 - Medium | 1 - Excellent |  | 3 - Normal
Leeton Ambulance Station | Leeton Ambulance Station | Ground | 1 |  |  | Emergency Exit Light (Spitfire) | 1 | 0 | [12 empty] | 4/4/2022 | 2 - Normal | 2 - Medium | 1 - Excellent |  | 3 - Normal
Leeton Ambulance Station | Leeton Ambulance Station | Ground | 3 |  |  | Fire Blanket | 1 | 0 | [12 empty] | 4/4/2022 | 2 - Normal | 2 - Medium | 1 - Excellent |  | 3 - Normal
Leeton Ambulance Station | Leeton Ambulance Station | Ground | 3 | Under sink. 2 piece system | LEE-0001 | Billi Hot Water Service | 1 | LEE-0001 |  | Billi |  | Quadra Sparkling plus 9 906065 | U 04 94 20008 | [7 empty] | 4/4/2022 | 2 - Normal | 2 - Medium | 1 - Excellent |  | 3 - Normal
Leeton Ambulance Station | Leeton Ambulance Station | Ground | 4 |  |  | Smoke Detector | 1 | 0 | [12 empty] | 4/4/2022 | 2 - Normal | 2 - Medium | 1 - Excellent |  | 3 - Normal
Leeton Ambulance Station | Leeton Ambulance Station | Ground | 3 |  |  | Emergency Exit Light (Spitfire) | 1 | 0 | [12 empty] | 4/4/2022 | 2 - Normal | 2 - Medium | 1 - Excellent |  | 3 - Normal
Leeton Ambulance Station | Leeton Ambulance Station | Ground | 5 |  | LEE-0002 | Distribution Board | 1 | LEE-0002 |  | NHP |  | IP40 | [8 empty] | 4/4/2022 | 2 - Normal | 2 - Medium | 1 - Excellent |  | 3 - Normal
Leeton Ambulance Station | Leeton Ambulance Station | Ground | 5 | On distribution board |  | RCBO | 3 | 0 |  | Clipsal |  | RCBE216/30S C16 | [5 empty] | LEE-0002 |  |  | 4/4/2022 | 2 - Normal | 2 - Medium | 1 - Excellent |  | 3 - Normal
Leeton Ambulance Station | Leeton Ambulance Station | Ground | 5 | On distribution board |  | RCBO | 3 | 0 |  | Clipsal |  | RCBE216/30S C16 | [5 empty] | LEE-0002 |  |  | 4/4/2022 | 2 - Normal | 2 - Medium | 1 - Excellent |  | 3 - Normal
Leeton Ambulance Station | Leeton Ambulance Station | Ground | 5 | On distribution board |  | RCBO | 3 | 0 |  | Clipsal |  | RCBE216/30S C16 | [5 empty] | LEE-0002 |  |  | 4/4/2022 | 2 - Normal | 2 - Medium | 1 - Excellent |  | 3 - Normal
Leeton Ambulance Station | Leeton Ambulance Station | Ground | 5 | Distribution board |  | RCBO | 3 | 0 |  | Clipsal |  | RCBE220/30S C20 | [5 empty] | LEE-0002 |  |  | 4/4/2022 | 2 - Normal | 2 - Medium | 1 - Excellent |  | 3 - Normal
Leeton Ambulance Station | Leeton Ambulance Station | Ground | 5 | Distribution board |  | RCBO | 3 | 0 |  | Clipsal |  | RCBE220/30S C20 | [5 empty] | LEE-0002 |  |  | 4/4/2022 | 2 - Normal | 2 - Medium | 1 - Excellent |  | 3 - Normal
Leeton Ambulance Station | Leeton Ambulance Station | Ground | 5 | Distribution board |  | RCBO | 3 | 0 |  | Clipsal |  | RCBE220/30S C20 | [5 empty] | LEE-0002 |  |  | 4/4/2022 | 2 - Normal | 2 - Medium | 1 - Excellent |  | 3 - Normal
Leeton Ambulance Station | Leeton Ambulance Station | Ground | 5 | On distribution board |  | RCBO | 1 | 0 |  | Clipsal |  | RCBE210/30S C10 | [5 empty] | LEE-0002 |  |  | 4/4/2022 | 2 - Normal | 2 - Medium | 1 - Excellent |  | 3 - Normal
Leeton Ambulance Station | Leeton Ambulance Station | Ground | 5 |  | LEE-0003 | A/C Unit Split (Indoor) | 1 | LEE-0003 |  | Mistral |  | MSS2.0 | [8 empty] | 4/4/2022 | 2 - Normal | 2 - Medium | 1 - Excellent |  | 3 - Normal
Leeton Ambulance Station | Leeton Ambulance Station | Ground | 6 | Above door to back of station |  | Emergency Exit Light (Green) | 1 | 0 |  | Ektor | [10 empty] | 4/4/2022 | 2 - Normal | 2 - Medium | 1 - Excellent |  | 3 - Normal
Leeton Ambulance Station | Leeton Ambulance Station | Ground | 6 |  | LEE-0004 | Hot Water Heater | 1 | LEE-0004 |  | Dux | 16/10/2003 | Proflo 250F1-36 | 2422066330 | 250 | [6 empty] | 4/4/2022 | 2 - Normal | 2 - Medium | 1 - Excellent |  | 3 - Normal
Leeton Ambulance Station | Leeton Ambulance Station | Ground | 9 |  | LEE-0005 | A/C Unit Split (Indoor) | 1 | LEE-0005 |  | Mistral |  | MSS2.0 | [8 empty] | 4/4/2022 | 2 - Normal | 2 - Medium | 1 - Excellent |  | 3 - Normal
Leeton Ambulance Station | Leeton Ambulance Station | Ground | 13 |  | LEE-0006 | Fire Extinguisher (Dry Chemical) | 1 | LEE-0006 | [12 empty] | 4/4/2022 | 2 - Normal | 2 - Medium | 1 - Excellent |  | 3 - Normal
Leeton Ambulance Station | Leeton Ambulance Station | Ground | 13 |  |  | Wallmount Battery Charger | 1 | 0 |  | Durst |  | BCSW - 1225 BS | [8 empty] | 4/4/2022 | 2 - Normal | 2 - Medium | 1 - Excellent |  | 3 - Normal
Leeton Ambulance Station | Leeton Ambulance Station | Ground | 13 |  |  | Vehicle Battery Charger | 1 | 0 |  | Durst |  | BCS-1225C | A90915023 | [7 empty] | 4/4/2022 | 2 - Normal | 2 - Medium | 1 - Excellent |  | 3 - Normal
Leeton Ambulance Station | Leeton Ambulance Station | Ground | 13 |  |  | Wallmount Battery Charger | 1 | 0 |  | Durst |  | BCSW - 1225 BS | [8 empty] | 4/4/2022 | 2 - Normal | 2 - Medium | 1 - Excellent |  | 3 - Normal
Leeton Ambulance Station | Leeton Ambulance Station | Ground | 13 |  |  | Vehicle Battery Charger | 1 | 0 |  | Durst |  | BCS-1225C | A91110111 | [7 empty] | 4/4/2022 | 2 - Normal | 2 - Medium | 1 - Excellent |  | 3 - Normal
Leeton Ambulance Station | Leeton Ambulance Station | Ground | 13 | Wall mounted | LEE-0010 | Distribution Board | 1 | LEE-0010 |  | Hager | [10 empty] | 4/4/2022 | 2 - Normal | 2 - Medium | 1 - Excellent |  | 3 - Normal
Leeton Ambulance Station | Leeton Ambulance Station | Ground | 13 | Distribution board |  | RCBO | 6 | 0 |  | NHP |  | MOD6-RCBO-2-16-30 691065 | [5 empty] | LEE-0010 |  |  | 4/4/2022 | 2 - Normal | 2 - Medium | 1 - Excellent |  | 3 - Normal
Leeton Ambulance Station | Leeton Ambulance Station | Ground | 13 | Distribution board |  | RCBO | 6 | 0 |  | NHP |  | MOD6-RCBO-2-16-30 691065 | [5 empty] | LEE-0010 |  |  | 4/4/2022 | 2 - Normal | 2 - Medium | 1 - Excellent |  | 3 - Normal
Leeton Ambulance Station | Leeton Ambulance Station | Ground | 13 | Distribution board |  | RCBO | 6 | 0 |  | NHP |  | MOD6-RCBO-2-16-30 691065 | [5 empty] | LEE-0010 |  |  | 4/4/2022 | 2 - Normal | 2 - Medium | 1 - Excellent |  | 3 - Normal
Leeton Ambulance Station | Leeton Ambulance Station | Ground | 13 | Distribution board |  | RCBO | 6 | 0 |  | NHP |  | MOD6-RCBO-2-16-30 691065 | [5 empty] | LEE-0010 |  |  | 4/4/2022 | 2 - Normal | 2 - Medium | 1 - Excellent |  | 3 - Normal
Leeton Ambulance Station | Leeton Ambulance Station | Ground | 13 | Distribution board |  | RCBO | 6 | 0 |  | NHP |  | MOD6-RCBO-2-16-30 691065 | [5 empty] | LEE-0010 |  |  | 4/4/2022 | 2 - Normal | 2 - Medium | 1 - Excellent |  | 3 - Normal
Leeton Ambulance Station | Leeton Ambulance Station | Ground | 13 | Distribution board |  | RCBO | 6 | 0 |  | NHP |  | MOD6-RCBO-2-16-30 691065 | [5 empty] | LEE-0010 |  |  | 4/4/2022 | 2 - Normal | 2 - Medium | 1 - Excellent |  | 3 - Normal
Leeton Ambulance Station | Leeton Ambulance Station | Ground | 13 | Distribution board |  | RCBO | 1 | 0 |  | Clipsal |  | RCBE210/30S C10 | [5 empty] | LEE-0010 |  |  | 4/4/2022 | 2 - Normal | 2 - Medium | 1 - Excellent |  | 3 - Normal
Leeton Ambulance Station | Leeton Ambulance Station | Ground | 13 | Distribution board |  | RCBO | 1 | 0 |  | NHP |  | M6RCBD1630CAN C16 | [5 empty] | LEE-0010 |  |  | 4/4/2022 | 2 - Normal | 2 - Medium | 1 - Excellent |  | 3 - Normal
Leeton Ambulance Station | Leeton Ambulance Station | Ground | 13 | Distribution board |  | RCBO | 1 | 0 |  | General Electric |  | DDCE C20 | [5 empty] | LEE-0010 |  |  | 4/4/2022 | 2 - Normal | 2 - Medium | 1 - Excellent |  | 3 - Normal
Leeton Ambulance Station | Leeton Ambulance Station | Ground | 13 |  | LEE-0007 | Pressure Cleaner | 1 | LEE-0007 |  | Ryobi |  | RPW190BL-G | 1904001752 | [7 empty] | 4/4/2022 | 2 - Normal | 2 - Medium | 1 - Excellent |  | 3 - Normal
Leeton Ambulance Station | Leeton Ambulance Station | Ground | 13 |  | LEE-0008 | Hot Water Heater | 1 | LEE-0008 |  | Rinnai |  | Infinity 24 REU-2425W-AK | 02. 06-125049 | [7 empty] | 4/4/2022 | 2 - Normal | 2 - Medium | 1 - Excellent |  | 3 - Normal
Leeton Ambulance Station | Leeton Ambulance Station | Ground | 13 |  |  | Wallmount Battery Charger | 1 | 0 |  | Durst |  | BCSW - 1245 B | 125207 | [7 empty] | 4/4/2022 | 2 - Normal | 2 - Medium | 1 - Excellent |  | 3 - Normal
Leeton Ambulance Station | Leeton Ambulance Station | Ground | 13 |  |  | Vehicle Battery Charger | 1 | 0 |  | Durst |  | BCS-1245C | A91216100 | [7 empty] | 4/4/2022 | 2 - Normal | 2 - Medium | 1 - Excellent |  | 3 - Normal
Leeton Ambulance Station | Leeton Ambulance Station | Ground | 13 | Back roller door |  | Automatic Roller Door Motor | 1 | 0 |  | Automatic Technology Australia |  | GDO-10V3 | [8 empty] | 4/4/2022 | 2 - Normal | 2 - Medium | 1 - Excellent |  | 3 - Normal
Leeton Ambulance Station | Leeton Ambulance Station | Ground | 13 | Back right roller door when standing internal | LEE-0011 | Automatic Roller Door | 1 | LEE-0011 | [6 empty] | 2.9 | 3 |  |  |  |  | 4/4/2022 | 2 - Normal | 2 - Medium | 1 - Excellent |  | 3 - Normal
Leeton Ambulance Station | Leeton Ambulance Station | Ground | 13 | Back left roller door when standing internal | LEE-0012 | Automatic Roller Door | 1 | LEE-0012 | [6 empty] | 2.9 | 3 |  |  |  |  | 4/4/2022 | 2 - Normal | 2 - Medium | 1 - Excellent |  | 3 - Normal
Leeton Ambulance Station | Leeton Ambulance Station | Ground | 13 | Back left roller door motor |  | Automatic Roller Door Motor | 1 | 0 |  | Automatic Technology Australia |  | GDO-10V3 | [8 empty] | 4/4/2022 | 2 - Normal | 2 - Medium | 1 - Excellent |  | 3 - Normal
Leeton Ambulance Station | Leeton Ambulance Station | Ground | 13 | Front Plant door |  | Automatic Sectional Door Motor | 1 | 0 |  | Automatic Technology Australia |  | GDO-9V3 GEN 2 | [8 empty] | 4/4/2022 | 2 - Normal | 2 - Medium | 1 - Excellent |  | 3 - Normal
Leeton Ambulance Station | Leeton Ambulance Station | Ground | 13 | Front plant door | LEE-0009 | Automatic Sectional Door | 1 | LEE-0009 |  | Steel-Line |  |  |  |  | 2.6 | 5.4 |  |  |  |  | 4/4/2022 | 2 - Normal | 2 - Medium | 1 - Excellent |  | 3 - Normal
Leeton Ambulance Station | Leeton Ambulance Station | Ground | 15 |  |  | Smoke Detector | 1 | 0 | [12 empty] | 4/4/2022 | 2 - Normal | 2 - Medium | 1 - Excellent |  | 3 - Normal
Leeton Ambulance Station | Leeton Ambulance Station | Ground | 15 |  |  | Emergency Exit Light (Spitfire) | 1 | 0 | [12 empty] | 4/4/2022 | 2 - Normal | 2 - Medium | 1 - Excellent |  | 3 - Normal
Leeton Ambulance Station | Leeton Ambulance Station | Ground | 17 |  | LEE-0013 | EKA controller box | 1 | LEE-0013 | [12 empty] | 4/4/2022 | 2 - Normal | 2 - Medium | 1 - Excellent |  | 3 - Normal
Leeton Ambulance Station | Leeton Ambulance Station | Ground | 17 |  | LEE-0014 | Safe | 1 | LEE-0014 |  | Guardall | [10 empty] | 4/4/2022 | 2 - Normal | 2 - Medium | 1 - Excellent |  | 3 - Normal
Leeton Ambulance Station | Leeton Ambulance Station | Ground | 18 |  |  | Smoke Detector | 1 | 0 | [12 empty] | 4/4/2022 | 2 - Normal | 2 - Medium | 1 - Excellent |  | 3 - Normal
Leeton Ambulance Station | Leeton Ambulance Station | Ground | 18 |  | LEE-0015 | Safe | 1 | LEE-0015 |  | CMI | [10 empty] | 4/4/2022 | 2 - Normal | 2 - Medium | 1 - Excellent |  | 3 - Normal
Leeton Ambulance Station | Leeton Ambulance Station | Ground | 20 | Above entry door |  | Emergency Exit Light (Green) | 1 | 0 |  | Ektor | [10 empty] | 4/4/2022 | 2 - Normal | 2 - Medium | 1 - Excellent |  | 3 - Normal
Leeton Ambulance Station | Leeton Ambulance Station | Ground | 20 |  |  | Smoke Detector | 1 | 0 | [12 empty] | 4/4/2022 | 2 - Normal | 2 - Medium | 1 - Excellent |  | 3 - Normal
Leeton Ambulance Station | Leeton Ambulance Station | Ground | 21 |  | LEE-0019 | ZIP Hot Water Service | 1 | LEE-0019 |  | Zip |  | 03052 Autoboil | 030416A092 | [7 empty] | 4/4/2022 | 2 - Normal | 2 - Medium | 1 - Excellent |  | 3 - Normal
Leeton Ambulance Station | Leeton Ambulance Station | Ground | 21 |  | LEE-0016 | Fie Extinguisher (Powder) | 1 | LEE-0016 | [12 empty] | 4/4/2022 | 2 - Normal | 2 - Medium | 1 - Excellent |  | 3 - Normal
Leeton Ambulance Station | Leeton Ambulance Station | Ground | 21 |  |  | Fire Blanket | 1 | 0 | [12 empty] | 4/4/2022 | 2 - Normal | 2 - Medium | 1 - Excellent |  | 3 - Normal
Leeton Ambulance Station | Leeton Ambulance Station | Ground | 22 |  |  | Smoke Detector | 1 | 0 | [12 empty] | 4/4/2022 | 2 - Normal | 2 - Medium | 1 - Excellent |  | 3 - Normal
Leeton Ambulance Station | Leeton Ambulance Station | Ground | 24 | Main Switchboard side building | LEE-0017 | Main Switchboard | 1 | LEE-0017 |  | Digitek | [10 empty] | 4/4/2022 | 2 - Normal | 2 - Medium | 1 - Excellent |  | 3 - Normal
Leeton Ambulance Station | Leeton Ambulance Station | Ground | 24 | Main switchboard |  | Generator Transfer Switch | 1 | 0 |  | Socomec | [7 empty] | LEE-0017 |  |  | 4/4/2022 | 2 - Normal | 2 - Medium | 1 - Excellent |  | 3 - Normal
Leeton Ambulance Station | Leeton Ambulance Station | Ground | 24 | Next to Main switchboard | LEE-0018 | Generator Link Box | 1 | LEE-0018 | [12 empty] | 4/4/2022 | 2 - Normal | 2 - Medium | 1 - Excellent |  | 3 - Normal
Leeton Ambulance Station | Leeton Ambulance Station | Ground | 24 | Back of station | LEE-0020 | Automatic sliding gate | 1 | LEE-0020 |  | Beninca | [10 empty] | 4/4/2022 | 2 - Normal | 2 - Medium | 1 - Excellent |  | 3 - Normal
Leeton Ambulance Station | Leeton Ambulance Station | Ground | 24 |  |  | A/C Air Package Unit | 1 | 0 |  | Braemar | 1/11/2015 | SCHV12D1S | 63229956546 | [7 empty] | 4/4/2022 | 2 - Normal | 2 - Medium | 1 - Excellent |  | 3 - Normal
Leeton Ambulance Station | Leeton Ambulance Station | Ground | 24 | Back of station | LEE-0022 | A/C Air Package Unit | 1 | LEE-0022 |  | Mitsubishi Electric | 1/7/2019 | PUZ-ZM140YKA-A | 97P 00792 | [7 empty] | 4/4/2022 | 2 - Normal | 2 - Medium | 1 - Excellent |  | 3 - Normal
Leeton Ambulance Station | Leeton Ambulance Station | Ground | 24 | Rear station | LEE-0023 | A/C Unit Split (Outdoor) | 1 | LEE-0023 |  | Mistral |  | MSS2. 0 | [8 empty] | 4/4/2022 | 2 - Normal | 2 - Medium | 1 - Excellent |  | 3 - Normal
Leeton Ambulance Station | Leeton Ambulance Station | Ground | 24 | Under back stairs | LEE-0024 | A/C Unit Split (Outdoor) | 1 | LEE-0024 |  | Mistal |  | MSS2. 0 | [8 empty] | 4/4/2022 | 2 - Normal | 2 - Medium | 1 - Excellent |  | 3 - Normal
Leeton Ambulance Station | Leeton Ambulance Station Garage | Ground | 1 |  | LEE-0025 | Manual roller door | 1 | LEE-0025 |  | Stramit | [10 empty] | 4/4/2022 | 2 - Normal | 2 - Medium | 1 - Excellent |  | 3 - Normal
Narrandera Ambulance Station | Narrandera Ambulance Station | Ground | 13 |  |  | Emergency Exit Light (Spitfire) | 1 | 0 | [12 empty] | 5/4/2022 | 2 - Normal | 2 - Medium | 1 - Excellent |  | 3 - Normal
Narrandera Ambulance Station | Narrandera Ambulance Station | Ground | 13 |  |  | Smoke Detector | 1 | 0 | [12 empty] | 5/4/2022 | 2 - Normal | 2 - Medium | 1 - Excellent |  | 3 - Normal
Narrandera Ambulance Station | Narrandera Ambulance Station | Ground | 13 |  | NDA-0001 | Safe | 1 | NDA-0001 |  | Guardall | [10 empty] | 5/4/2022 | 2 - Normal | 2 - Medium | 1 - Excellent |  | 3 - Normal
Narrandera Ambulance Station | Narrandera Ambulance Station | Ground | 13 |  | NDA-0002 | EKA controller box | 1 | NDA-0002 | [12 empty] | 5/4/2022 | 2 - Normal | 2 - Medium | 1 - Excellent |  | 3 - Normal
Narrandera Ambulance Station | Narrandera Ambulance Station | Ground | 13 |  | NDA-0003 | A/C Unit Split (Indoor) | 1 | NDA-0003 |  | Panasonic | [10 empty] | 5/4/2022 | 2 - Normal | 2 - Medium | 1 - Excellent |  | 3 - Normal
Narrandera Ambulance Station | Narrandera Ambulance Station | Ground | 13 |  | NDA-0004 | Safe | 1 | NDA-0004 |  | CMI | [10 empty] | 5/4/2022 | 2 - Normal | 2 - Medium | 1 - Excellent |  | 3 - Normal
Narrandera Ambulance Station | Narrandera Ambulance Station | Ground | 1 |  |  | Emergency Exit Light (Green) | 1 | 0 |  | E&E lighting Australia | [10 empty] | 5/4/2022 | 2 - Normal | 2 - Medium | 1 - Excellent |  | 3 - Normal
Narrandera Ambulance Station | Narrandera Ambulance Station | Ground | 3 | Above door to stairwell |  | Emergency Exit Light (Green) | 1 | 0 |  | E&E lighting Australia | [10 empty] | 5/4/2022 | 2 - Normal | 2 - Medium | 1 - Excellent |  | 3 - Normal
Narrandera Ambulance Station | Narrandera Ambulance Station | Ground | 3 |  | NDA-0005 | Fire Extinguisher (Dry Chemical) | 1 | NDA-0005 | [12 empty] | 5/4/2022 | 2 - Normal | 2 - Medium | 1 - Excellent |  | 3 - Normal
Narrandera Ambulance Station | Narrandera Ambulance Station | Ground | 3 |  | NDA-0006 | Fire Extinguisher (Dry Chemical) | 1 | NDA-0006 | [12 empty] | 5/4/2022 | 2 - Normal | 2 - Medium | 1 - Excellent |  | 3 - Normal
Narrandera Ambulance Station | Narrandera Ambulance Station | Ground | 3 |  |  | Wallmount Battery Charger | 1 | 0 |  | Durst |  | BCSW - 1225 BS | [8 empty] | 5/4/2022 | 2 - Normal | 2 - Medium | 1 - Excellent |  | 3 - Normal
Narrandera Ambulance Station | Narrandera Ambulance Station | Ground | 3 |  |  | Vehicle Battery Charger | 1 | 0 |  | Durst |  | BCS-1225C | A90800238 | [7 empty] | 5/4/2022 | 2 - Normal | 2 - Medium | 1 - Excellent |  | 3 - Normal
Narrandera Ambulance Station | Narrandera Ambulance Station | Ground | 3 |  |  | Emergency Floodlight | 1 | 0 |  | Bardic |  | LFSPOT | [8 empty] | 5/4/2022 | 2 - Normal | 2 - Medium | 1 - Excellent |  | 3 - Normal
Narrandera Ambulance Station | Narrandera Ambulance Station | Ground | 3 | Door to road | NDA-0007 | Automatic Roller Door Motor | 1 | NDA-0007 |  | Grifco | 1/12/2002 | MT5806 | H02120081 | [7 empty] | 5/4/2022 | 2 - Normal | 2 - Medium | 3 - Fair |  | 3 - Normal
Narrandera Ambulance Station | Narrandera Ambulance Station | Ground | 3 | Door to road | NDA-0008 | Automatic Roller Door | 1 | NDA-0008 |  | Austral Monsson |  |  |  |  | 2.5 | 6.3 |  |  |  |  | 5/4/2022 | 2 - Normal | 2 - Medium | 1 - Excellent |  | 3 - Normal
Narrandera Ambulance Station | Narrandera Ambulance Station | Ground | 3 | Door to secondary plant |  | Manual roller door | 1 | 0 |  | Wormald | [10 empty] | 5/4/2022 | 2 - Normal | 2 - Medium | 1 - Excellent |  | 3 - Normal
Narrandera Ambulance Station | Narrandera Ambulance Station | Ground | 3 | Door to secondary plant |  | Manual roller door | 1 | 0 |  | Wormald | [10 empty] | 5/4/2022 | 2 - Normal | 2 - Medium | 1 - Excellent |  | 3 - Normal
Narrandera Ambulance Station | Narrandera Ambulance Station | Ground | 4 |  |  | Smoke Detector | 1 | 0 | [12 empty] | 5/4/2022 | 2 - Normal | 2 - Medium | 1 - Excellent |  | 3 - Normal
Narrandera Ambulance Station | Narrandera Ambulance Station | Ground | 4 |  |  | Emergency Exit Light (Spitfire) | 1 | 0 | [12 empty] | 5/4/2022 | 2 - Normal | 2 - Medium | 1 - Excellent |  | 3 - Normal
Narrandera Ambulance Station | Narrandera Ambulance Station | Ground | 4 |  | NDA-0009 | A/C Unit Split (Indoor) | 1 | NDA-0009 |  | Mitsubishi Electric |  | MSZ-GL50VGD | 8004993 T | [7 empty] | 5/4/2022 | 2 - Normal | 2 - Medium | 1 - Excellent |  | 3 - Normal
Narrandera Ambulance Station | Narrandera Ambulance Station | Ground | 5 |  | NDA-0010 | Fie Extinguisher (Powder) | 1 | NDA-0010 | [12 empty] | 5/4/2022 | 2 - Normal | 2 - Medium | 1 - Excellent |  | 3 - Normal
Narrandera Ambulance Station | Narrandera Ambulance Station | Ground | 5 |  |  | Smoke Detector | 1 | 0 | [12 empty] | 5/4/2022 | 2 - Normal | 2 - Medium | 1 - Excellent |  | 3 - Normal
Narrandera Ambulance Station | Narrandera Ambulance Station | Ground | 5 |  |  | Emergency Exit Light (Spitfire) | 1 | 0 | [12 empty] | 5/4/2022 | 2 - Normal | 2 - Medium | 1 - Excellent |  | 3 - Normal
Narrandera Ambulance Station | Narrandera Ambulance Station | Ground | 5 |  |  | Emergency Exit Light (Green) | 1 | 0 | [12 empty] | 5/4/2022 | 2 - Normal | 2 - Medium | 1 - Excellent |  | 3 - Normal
Narrandera Ambulance Station | Narrandera Ambulance Station | Ground | 10 |  |  | Wallmount Battery Charger | 1 | 0 |  | Durst |  | BCSW - 1245 B | 125696 | [7 empty] | 5/4/2022 | 2 - Normal | 2 - Medium | 1 - Excellent |  | 3 - Normal
Narrandera Ambulance Station | Narrandera Ambulance Station | Ground | 10 |  |  | Vehicle Battery Charger | 1 | 0 |  | Durst |  | BCS-1245C | A91220015 | [7 empty] | 5/4/2022 | 2 - Normal | 2 - Medium | 1 - Excellent |  | 3 - Normal
Narrandera Ambulance Station | Narrandera Ambulance Station | Ground | 10 |  |  | Wallmount Battery Charger | 1 | 0 |  | Durst |  | BCSW - 1245 B | 125695 | [7 empty] | 5/4/2022 | 2 - Normal | 2 - Medium | 1 - Excellent |  | 3 - Normal
Narrandera Ambulance Station | Narrandera Ambulance Station | Ground | 10 |  |  | Vehicle Battery Charger | 1 | 0 |  | Durst |  | BCS-1245C | A91220040 | [7 empty] | 5/4/2022 | 2 - Normal | 2 - Medium | 1 - Excellent |  | 3 - Normal
Narrandera Ambulance Station | Narrandera Ambulance Station | Ground | 10 |  |  | Emergency Floodlight | 1 | 0 |  | Bardic |  | LFSPOT | [8 empty] | 5/4/2022 | 2 - Normal | 2 - Medium | 1 - Excellent |  | 3 - Normal
Narrandera Ambulance Station | Narrandera Ambulance Station | Ground | 10 | Door to road |  | Automatic Roller Door | 1 | 0 | [6 empty] | 3 | 5 |  |  |  |  | 5/4/2022 | 2 - Normal | 2 - Medium | 1 - Excellent |  | 3 - Normal
Narrandera Ambulance Station | Narrandera Ambulance Station | Ground | 10 |  |  | Automatic Roller Door Motor | 1 | 0 |  | Automatic Technology Australia |  | Axess pro 3100 V1 14522 | 10116 | [7 empty] | 5/4/2022 | 2 - Normal | 2 - Medium | 1 - Excellent |  | 3 - Normal
Narrandera Ambulance Station | Narrandera Ambulance Station | Ground | 10 |  |  | Emergency Exit Light (Green) | 1 | 0 | [12 empty] | 5/4/2022 | 2 - Normal | 2 - Medium | 1 - Excellent |  | 3 - Normal
Narrandera Ambulance Station | Narrandera Ambulance Station | Level 1 | 1 | Above stairs |  | Emergency Exit Light (Green) | 1 | 0 | [12 empty] | 5/4/2022 | 2 - Normal | 2 - Medium | 1 - Excellent |  | 3 - Normal
Narrandera Ambulance Station | Narrandera Ambulance Station | Level 1 | 1 |  |  | Emergency Exit Light (Spitfire) | 4 | 0 | [12 empty] | 5/4/2022 | 2 - Normal | 2 - Medium | 1 - Excellent |  | 3 - Normal
Narrandera Ambulance Station | Narrandera Ambulance Station | Level 1 | 1 |  |  | Emergency Exit Light (Spitfire) | 4 | 0 | [12 empty] | 5/4/2022 | 2 - Normal | 2 - Medium | 1 - Excellent |  | 3 - Normal
Narrandera Ambulance Station | Narrandera Ambulance Station | Level 1 | 1 |  |  | Emergency Exit Light (Spitfire) | 4 | 0 | [12 empty] | 5/4/2022 | 2 - Normal | 2 - Medium | 1 - Excellent |  | 3 - Normal
Narrandera Ambulance Station | Narrandera Ambulance Station | Level 1 | 1 |  |  | Emergency Exit Light (Spitfire) | 4 | 0 | [12 empty] | 5/4/2022 | 2 - Normal | 2 - Medium | 1 - Excellent |  | 3 - Normal
Narrandera Ambulance Station | Narrandera Ambulance Station | Level 1 | 1 |  |  | Smoke Detector | 2 | 0 | [12 empty] | 5/4/2022 | 2 - Normal | 2 - Medium | 1 - Excellent |  | 3 - Normal
Narrandera Ambulance Station | Narrandera Ambulance Station | Level 1 | 1 |  |  | Smoke Detector | 2 | 0 | [12 empty] | 5/4/2022 | 2 - Normal | 2 - Medium | 1 - Excellent |  | 3 - Normal
Narrandera Ambulance Station | Narrandera Ambulance Station | Level 1 | 1 | Leading to court yard |  | Emergency Exit Light (Green) | 1 | 0 | [12 empty] | 5/4/2022 | 2 - Normal | 2 - Medium | 1 - Excellent |  | 3 - Normal
Narrandera Ambulance Station | Narrandera Ambulance Station | Level 1 | 5 |  | NDA-0012 | Fire Extinguisher (C02) | 1 | NDA-0012 | [12 empty] | 5/4/2022 | 2 - Normal | 2 - Medium | 1 - Excellent |  | 3 - Normal
Narrandera Ambulance Station | Narrandera Ambulance Station | Level 1 | 5 |  | NDA-0013 | Main Switchboard | 1 | NDA-0013 |  | NHP | [10 empty] | 5/4/2022 | 2 - Normal | 2 - Medium | 1 - Excellent |  | 3 - Normal
Narrandera Ambulance Station | Narrandera Ambulance Station | Level 1 | 5 | On main switchboard |  | RCBO | 4 | 0 |  | NHP |  | DSRCBH1030A C10 | [5 empty] | NDA-0013 |  |  | 5/4/2022 | 2 - Normal | 2 - Medium | 1 - Excellent |  | 3 - Normal
Narrandera Ambulance Station | Narrandera Ambulance Station | Level 1 | 5 | On main switchboard |  | RCBO | 4 | 0 |  | NHP |  | DSRCBH1030A C10 | [5 empty] | NDA-0013 |  |  | 5/4/2022 | 2 - Normal | 2 - Medium | 1 - Excellent |  | 3 - Normal
Narrandera Ambulance Station | Narrandera Ambulance Station | Level 1 | 5 | On main switchboard |  | RCBO | 4 | 0 |  | NHP |  | DSRCBH1030A C10 | [5 empty] | NDA-0013 |  |  | 5/4/2022 | 2 - Normal | 2 - Medium | 1 - Excellent |  | 3 - Normal
Narrandera Ambulance Station | Narrandera Ambulance Station | Level 1 | 5 | On main switchboard |  | RCBO | 4 | 0 |  | NHP |  | DSRCBH1030A C10 | [5 empty] | NDA-0013 |  |  | 5/4/2022 | 2 - Normal | 2 - Medium | 1 - Excellent |  | 3 - Normal
Narrandera Ambulance Station | Narrandera Ambulance Station | Level 1 | 5 | On main switchboard |  | RCBO | 10 | 0 |  | NHP |  | DSRCBH1630A C16 | [5 empty] | NDA-0013 |  |  | 5/4/2022 | 2 - Normal | 2 - Medium | 1 - Excellent |  | 3 - Normal
Narrandera Ambulance Station | Narrandera Ambulance Station | Level 1 | 5 | On main switchboard |  | RCBO | 10 | 0 |  | NHP |  | DSRCBH1630A C16 | [5 empty] | NDA-0013 |  |  | 5/4/2022 | 2 - Normal | 2 - Medium | 1 - Excellent |  | 3 - Normal
Narrandera Ambulance Station | Narrandera Ambulance Station | Level 1 | 5 | On main switchboard |  | RCBO | 10 | 0 |  | NHP |  | DSRCBH1630A C16 | [5 empty] | NDA-0013 |  |  | 5/4/2022 | 2 - Normal | 2 - Medium | 1 - Excellent |  | 3 - Normal
Narrandera Ambulance Station | Narrandera Ambulance Station | Level 1 | 5 | On main switchboard |  | RCBO | 10 | 0 |  | NHP |  | DSRCBH1630A C16 | [5 empty] | NDA-0013 |  |  | 5/4/2022 | 2 - Normal | 2 - Medium | 1 - Excellent |  | 3 - Normal
Narrandera Ambulance Station | Narrandera Ambulance Station | Level 1 | 5 | On main switchboard |  | RCBO | 10 | 0 |  | NHP |  | DSRCBH1630A C16 | [5 empty] | NDA-0013 |  |  | 5/4/2022 | 2 - Normal | 2 - Medium | 1 - Excellent |  | 3 - Normal
Narrandera Ambulance Station | Narrandera Ambulance Station | Level 1 | 5 | On main switchboard |  | RCBO | 10 | 0 |  | NHP |  | DSRCBH1630A C16 | [5 empty] | NDA-0013 |  |  | 5/4/2022 | 2 - Normal | 2 - Medium | 1 - Excellent |  | 3 - Normal
Narrandera Ambulance Station | Narrandera Ambulance Station | Level 1 | 5 | On main switchboard |  | RCBO | 10 | 0 |  | NHP |  | DSRCBH1630A C16 | [5 empty] | NDA-0013 |  |  | 5/4/2022 | 2 - Normal | 2 - Medium | 1 - Excellent |  | 3 - Normal
Narrandera Ambulance Station | Narrandera Ambulance Station | Level 1 | 5 | On main switchboard |  | RCBO | 10 | 0 |  | NHP |  | DSRCBH1630A C16 | [5 empty] | NDA-0013 |  |  | 5/4/2022 | 2 - Normal | 2 - Medium | 1 - Excellent |  | 3 - Normal
Narrandera Ambulance Station | Narrandera Ambulance Station | Level 1 | 5 | On main switchboard |  | RCBO | 10 | 0 |  | NHP |  | DSRCBH1630A C16 | [5 empty] | NDA-0013 |  |  | 5/4/2022 | 2 - Normal | 2 - Medium | 1 - Excellent |  | 3 - Normal
Narrandera Ambulance Station | Narrandera Ambulance Station | Level 1 | 5 | On main switchboard |  | RCBO | 10 | 0 |  | NHP |  | DSRCBH1630A C16 | [5 empty] | NDA-0013 |  |  | 5/4/2022 | 2 - Normal | 2 - Medium | 1 - Excellent |  | 3 - Normal
Narrandera Ambulance Station | Narrandera Ambulance Station | Level 1 | 5 | Main switchboard |  | RCBO | 4 | 0 |  | NHP |  | DSRCBH2030 C20 | [5 empty] | NDA-0013 |  |  | 5/4/2022 | 2 - Normal | 2 - Medium | 1 - Excellent |  | 3 - Normal
Narrandera Ambulance Station | Narrandera Ambulance Station | Level 1 | 5 | Main switchboard |  | RCBO | 4 | 0 |  | NHP |  | DSRCBH2030 C20 | [5 empty] | NDA-0013 |  |  | 5/4/2022 | 2 - Normal | 2 - Medium | 1 - Excellent |  | 3 - Normal
Narrandera Ambulance Station | Narrandera Ambulance Station | Level 1 | 5 | Main switchboard |  | RCBO | 4 | 0 |  | NHP |  | DSRCBH2030 C20 | [5 empty] | NDA-0013 |  |  | 5/4/2022 | 2 - Normal | 2 - Medium | 1 - Excellent |  | 3 - Normal
Narrandera Ambulance Station | Narrandera Ambulance Station | Level 1 | 5 | Main switchboard |  | RCBO | 4 | 0 |  | NHP |  | DSRCBH2030 C20 | [5 empty] | NDA-0013 |  |  | 5/4/2022 | 2 - Normal | 2 - Medium | 1 - Excellent |  | 3 - Normal
Narrandera Ambulance Station | Narrandera Ambulance Station | Level 1 | 5 | On main switchboard |  | RCBO | 1 | 0 |  | NHP |  | DSRCBH3230A C32 | [5 empty] | NDA-0013 |  |  | 5/4/2022 | 2 - Normal | 2 - Medium | 1 - Excellent |  | 3 - Normal
Narrandera Ambulance Station | Narrandera Ambulance Station | Level 1 | 5 | On main switchboard |  | RCBO | 1 | 0 |  | NHP |  | DSECBH2530 C25 | [5 empty] | NDA-0013 |  |  | 5/4/2022 | 2 - Normal | 2 - Medium | 1 - Excellent |  | 3 - Normal
Narrandera Ambulance Station | Narrandera Ambulance Station | Level 1 | 5 |  |  | Roof Anchor Points | 10 | 0 | [12 empty] | 5/4/2022 | 2 - Normal | 2 - Medium | 1 - Excellent |  | 3 - Normal
Narrandera Ambulance Station | Narrandera Ambulance Station | Level 1 | 5 |  |  | Roof Anchor Points | 10 | 0 | [12 empty] | 5/4/2022 | 2 - Normal | 2 - Medium | 1 - Excellent |  | 3 - Normal
Narrandera Ambulance Station | Narrandera Ambulance Station | Level 1 | 5 |  |  | Roof Anchor Points | 10 | 0 | [12 empty] | 5/4/2022 | 2 - Normal | 2 - Medium | 1 - Excellent |  | 3 - Normal
Narrandera Ambulance Station | Narrandera Ambulance Station | Level 1 | 5 |  |  | Roof Anchor Points | 10 | 0 | [12 empty] | 5/4/2022 | 2 - Normal | 2 - Medium | 1 - Excellent |  | 3 - Normal
Narrandera Ambulance Station | Narrandera Ambulance Station | Level 1 | 5 |  |  | Roof Anchor Points | 10 | 0 | [12 empty] | 5/4/2022 | 2 - Normal | 2 - Medium | 1 - Excellent |  | 3 - Normal
Narrandera Ambulance Station | Narrandera Ambulance Station | Level 1 | 5 |  |  | Roof Anchor Points | 10 | 0 | [12 empty] | 5/4/2022 | 2 - Normal | 2 - Medium | 1 - Excellent |  | 3 - Normal
Narrandera Ambulance Station | Narrandera Ambulance Station | Level 1 | 5 |  |  | Roof Anchor Points | 10 | 0 | [12 empty] | 5/4/2022 | 2 - Normal | 2 - Medium | 1 - Excellent |  | 3 - Normal
Narrandera Ambulance Station | Narrandera Ambulance Station | Level 1 | 5 |  |  | Roof Anchor Points | 10 | 0 | [12 empty] | 5/4/2022 | 2 - Normal | 2 - Medium | 1 - Excellent |  | 3 - Normal
Narrandera Ambulance Station | Narrandera Ambulance Station | Level 1 | 5 |  |  | Roof Anchor Points | 10 | 0 | [12 empty] | 5/4/2022 | 2 - Normal | 2 - Medium | 1 - Excellent |  | 3 - Normal
Narrandera Ambulance Station | Narrandera Ambulance Station | Level 1 | 5 |  |  | Roof Anchor Points | 10 | 0 | [12 empty] | 5/4/2022 | 2 - Normal | 2 - Medium | 1 - Excellent |  | 3 - Normal
Narrandera Ambulance Station | Narrandera Ambulance Station | Level 1 | 5 |  | NDA-0014 | A/C Air Package Unit | 1 | NDA-0014 |  | Mitsubishi Electric | 1/1/2021 | FDCA140VNX | AM8300427NF | [7 empty] | 5/4/2022 | 2 - Normal | 2 - Medium | 1 - Excellent |  | 3 - Normal
Narrandera Ambulance Station | Narrandera Ambulance Station | Level 1 | 6 |  |  | Emergency Exit Light (Spitfire) | 1 | 0 | [12 empty] | 5/4/2022 | 2 - Normal | 2 - Medium | 1 - Excellent |  | 3 - Normal
Narrandera Ambulance Station | Narrandera Ambulance Station | Level 1 | 6 |  |  | Emergency Exit Light (Green) | 1 | 0 | [12 empty] | 5/4/2022 | 2 - Normal | 2 - Medium | 1 - Excellent |  | 3 - Normal
Narrandera Ambulance Station | Narrandera Ambulance Station | Level 1 | 8 |  | NDA-0015 | Fire Blanket | 1 | NDA-0015 | [12 empty] | 5/4/2022 | 2 - Normal | 2 - Medium | 1 - Excellent |  | 3 - Normal
Narrandera Ambulance Station | Narrandera Ambulance Station | Level 1 | 8 |  |  | Emergency Exit Light (Green) | 1 | 0 |  | Ektor | [10 empty] | 5/4/2022 | 2 - Normal | 2 - Medium | 1 - Excellent |  | 3 - Normal
Narrandera Ambulance Station | Narrandera Ambulance Station | Level 1 | 8 | Under sink | NDA-0016 | Billi Hot Water Service | 1 | NDA-0016 |  | Billi |  | Billi Quadra sparkling 906065 | U 12 94 20002 | [7 empty] | 5/4/2022 | 2 - Normal | 2 - Medium | 1 - Excellent |  | 3 - Normal
Narrandera Ambulance Station | Narrandera Ambulance Station | Ground | 15 | Near front entry door |  | A/C Outdoor Unit | 1 | 0 |  | Mitsubishi Electric |  | MUZ-GL50VGD | [8 empty] | 5/4/2022 | 2 - Normal | 2 - Medium | 1 - Excellent |  | 3 - Normal
Narrandera Ambulance Station | Narrandera Ambulance Station | Ground | 15 | Side building |  | A/C Unit Split (Outdoor) | 1 | 0 |  | Fujitsu |  | AOTG09LVC | E004720 | [7 empty] | 5/4/2022 | 2 - Normal | 2 - Medium | 1 - Excellent |  | 3 - Normal
Narrandera Ambulance Station | Narrandera Ambulance Station | Ground | 15 | Side building |  | A/C Unit Split (Outdoor) | 1 | 0 |  | Panasonic | [10 empty] | 5/4/2022 | 2 - Normal | 2 - Medium | 1 - Excellent |  | 3 - Normal
Narrandera Ambulance Station | Narrandera Ambulance Station | Ground | 15 | Side building | NDA-0017 | A/C Unit Split (Outdoor) | 1 | NDA-0017 |  | Mitsubishi Electric |  | MUZ-GL50VGD | 8013209 T | [7 empty] | 5/4/2022 | 2 - Normal | 2 - Medium | 1 - Excellent |  | 3 - Normal
Narrandera Ambulance Station | Narrandera Ambulance Station | Ground | 11 |  | NDA-0018 | Hot Water Heater | 1 | NDA-0018 |  | Thermann | 9/3/2021 | 315THMB136 | 21030920223H | 315 | [6 empty] | 5/4/2022 | 2 - Normal | 2 - Medium | 1 - Excellent |  | 3 - Normal
Narrandera Ambulance Station | Narrandera Ambulance Station | Ground | 12 |  | NDA-0019 | A/C Unit Split (Indoor) | 1 | NDA-0019 |  | Mitsubishi Electric |  | MSZ-GL50VGD | 8015002 T | [7 empty] | 5/4/2022 | 2 - Normal | 2 - Medium | 1 - Excellent |  | 3 - Normal
Narrandera Ambulance Station | Narrandera Ambulance Station | Ground | 12 |  |  | Emergency Exit Light (Spitfire) | 1 | 0 | [12 empty] | 5/4/2022 | 2 - Normal | 2 - Medium | 1 - Excellent |  | 3 - Normal
Narrandera Ambulance Station | Narrandera Ambulance Station | Ground | 12 |  |  | Smoke Detector | 1 | 0 | [12 empty] | 5/4/2022 | 2 - Normal | 2 - Medium | 1 - Excellent |  | 3 - Normal
Narrandera Ambulance Station | Narrandera Ambulance Station | Ground | 12 |  | NDA-0021 | Billi Hot Water Service | 1 | NDA-0021 |  | Billi |  | Billi Quadra sparkling 906065 | U 06 94 20007 | [7 empty] | 5/4/2022 | 2 - Normal | 2 - Medium | 1 - Excellent |  | 3 - Normal
Narrandera Ambulance Station | Narrandera Ambulance Station | Ground | 14 |  |  | Emergency Exit Light (Spitfire) | 1 | 0 | [12 empty] | 5/4/2022 | 2 - Normal | 2 - Medium | 1 - Excellent |  | 3 - Normal
Narrandera Ambulance Station | Narrandera Ambulance Station | Ground | 14 |  |  | Smoke Detector | 1 | 0 | [12 empty] | 5/4/2022 | 2 - Normal | 2 - Medium | 1 - Excellent |  | 3 - Normal
Narrandera Ambulance Station | Narrandera Ambulance Station | Ground | 14 |  | NDA-0020 | A/C Unit Split (Indoor) | 1 | NDA-0020 |  | Fujitsu |  | ASTG09LVCI | E004681 | [7 empty] | 5/4/2022 | 2 - Normal | 2 - Medium | 1 - Excellent |  | 3 - Normal
Narrandera Ambulance Station | Narrandera Ambulance Station | Ground | 15 | Side building | NDA-0022 | Distribution Board | 1 | NDA-0022 |  | B&R | [10 empty] | 5/4/2022 | 2 - Normal | 2 - Medium | 1 - Excellent |  | 3 - Normal
Narrandera Ambulance Station | Narrandera Ambulance Station | Ground | 15 | Side building | NDA-0023 | Generator Supply Inlet Socket | 1 | NDA-0023 |  | NHP | [10 empty] | 5/4/2022 | 2 - Normal | 2 - Medium | 1 - Excellent |  | 3 - Normal
Hay Health Service | Hay Health Service | Ground | 1126 | Entrance to building | HAYH0249 | Automatic sliding door | 1 | HAYH0249 | [12 empty] | 6/4/2022 | 2 - Normal | 2 - Medium | 1 - Excellent |  | 3 - Normal
Hay Health Service | Hay Health Service | Ground | 1126 | Above entry sliding door | GD32241 | Emergency Exit Light (Green) | 1 | GD32241 |  | Bardic |  | Ezyledlp | [8 empty] | 6/4/2022 | 2 - Normal | 2 - Medium | 1 - Excellent |  | 3 - Normal
Hay Health Service | Hay Health Service | Ground | 1126 | Near entry sliding door |  | Smoke Detector | 1 | 0 | [12 empty] | 6/4/2022 | 2 - Normal | 2 - Medium | 1 - Excellent |  | 3 - Normal
Hay Health Service | Hay Health Service | Ground | 1126 | End corridor, near double doors |  | Smoke Detector | 1 | 0 | [12 empty] | 6/4/2022 | 2 - Normal | 2 - Medium | 1 - Excellent |  | 3 - Normal
Hay Health Service | Hay Health Service | Ground | 1126 | Centre corridor |  | Smoke Detector (Concealed) | 1 | 0 | [12 empty] | 6/4/2022 | 2 - Normal | 2 - Medium | 1 - Excellent |  | 3 - Normal
Hay Health Service | Hay Health Service | Ground | 1126 | Centre corridor | GD33249 | Emergency Exit Light (Spitfire) | 1 | GD33249 | [12 empty] | 6/4/2022 | 2 - Normal | 2 - Medium | 1 - Excellent |  | 3 - Normal
Hay Health Service | Hay Health Service | Ground | 1126 | End corridor above double doors | GD32195 | Emergency Exit Light (Green) | 1 | GD32195 |  | Bardic |  | Ezyledlp | [8 empty] | 6/4/2022 | 2 - Normal | 2 - Medium | 1 - Excellent |  | 3 - Normal
Hay Health Service | Hay Health Service | Ground | 1149 |  |  | Smoke Detector | 1 | 0 | [12 empty] | 6/4/2022 | 2 - Normal | 2 - Medium | 1 - Excellent |  | 3 - Normal
Hay Health Service | Hay Health Service | Ground | 1151 |  | HAYH024A | Fire Hose Reel | 1 | HAYH024A |  | Onesteel Fire system | 1/1/2002 | 36m | [8 empty] | 6/4/2022 | 2 - Normal | 2 - Medium | 1 - Excellent |  | 3 - Normal
Hay Health Service | Hay Health Service | Ground | 1151 |  | GD27031 | Fire Extinguisher (C02) | 1 | GD27031 | [12 empty] | 6/4/2022 | 2 - Normal | 2 - Medium | 1 - Excellent |  | 3 - Normal
Hay Health Service | Hay Health Service | Ground | 1151 |  | GD27032 | Fire Blanket | 1 | GD27032 | [12 empty] | 6/4/2022 | 2 - Normal | 2 - Medium | 1 - Excellent |  | 3 - Normal
Hay Health Service | Hay Health Service | Ground | 1150 |  |  | Smoke Detector | 1 | 0 | [12 empty] | 6/4/2022 | 2 - Normal | 2 - Medium | 1 - Excellent |  | 3 - Normal
Hay Health Service | Hay Health Service | Ground | 1122 |  |  | Smoke Detector | 1 | 0 | [12 empty] | 6/4/2022 | 2 - Normal | 2 - Medium | 1 - Excellent |  | 3 - Normal
Hay Health Service | Hay Health Service | Ground | 1122 |  |  | ZIP Hot Water Service | 1 | 0 |  | Zip |  | Hydrotap G5 H51702Z00AU | 2.02105E+12 | [7 empty] | 6/4/2022 | 2 - Normal | 2 - Medium | 1 - Excellent |  | 3 - Normal
Hay Health Service | Hay Health Service | Ground | 1123 |  |  | Smoke Detector | 1 | 0 | [12 empty] | 6/4/2022 | 2 - Normal | 2 - Medium | 1 - Excellent |  | 3 - Normal
Hay Health Service | Hay Health Service | Ground | 1123 |  | 222 | Emergency Exit Light (Spitfire) | 1 | 222 | [12 empty] | 6/4/2022 | 2 - Normal | 2 - Medium | 1 - Excellent |  | 3 - Normal
Hay Health Service | Hay Health Service | Ground | 1121 |  | GD33199 | Emergency Exit Light (Spitfire) | 1 | GD33199 | [12 empty] | 6/4/2022 | 2 - Normal | 2 - Medium | 1 - Excellent |  | 3 - Normal
Hay Health Service | Hay Health Service | Ground | 1121 |  |  | Smoke Detector | 1 | 0 | [12 empty] | 6/4/2022 | 2 - Normal | 2 - Medium | 1 - Excellent |  | 3 - Normal
Hay Health Service | Hay Health Service | Ground | 1124 |  |  | Thermal Heat Detector | 1 | 0 | [12 empty] | 6/4/2022 | 2 - Normal | 2 - Medium | 1 - Excellent |  | 3 - Normal
Hay Health Service | Hay Health Service | Ground | 1119 | Centre room | GD33247 | Emergency Exit Light (Spitfire) | 1 | GD33247 | [12 empty] | 6/4/2022 | 2 - Normal | 2 - Medium | 1 - Excellent |  | 3 - Normal
Hay Health Service | Hay Health Service | Ground | 1119 | Outside station manager office |  | Smoke Detector | 1 | 0 | [12 empty] | 6/4/2022 | 2 - Normal | 2 - Medium | 1 - Excellent |  | 3 - Normal
Hay Health Service | Hay Health Service | Ground | 1119 |  | GD32243 | Emergency Exit Light (Green) | 1 | GD32243 |  | Bardic |  | Ezyledlf | [8 empty] | 6/4/2022 | 2 - Normal | 2 - Medium | 1 - Excellent |  | 3 - Normal
Hay Health Service | Hay Health Service | Ground | 1118 |  |  | Smoke Detector | 1 | 0 | [12 empty] | 6/4/2022 | 2 - Normal | 2 - Medium | 1 - Excellent |  | 3 - Normal
Hay Health Service | Hay Health Service | Ground | 1118 |  |  | A/C Unit Split (Indoor) | 1 | 0 |  | Mitsubishi Electric | 1/1/2017 | SRK35ZSA-W | 840507787BE | [7 empty] | 6/4/2022 | 2 - Normal | 2 - Medium | 1 - Excellent |  | 3 - Normal
Hay Health Service | Hay Health Service | Ground | 1120 | Above desk |  | Smoke Detector | 1 | 0 | [12 empty] | 6/4/2022 | 2 - Normal | 2 - Medium | 1 - Excellent |  | 3 - Normal
Hay Health Service | Hay Health Service | Ground | 1120 | Above gym |  | Smoke Detector | 1 | 0 | [12 empty] | 6/4/2022 | 2 - Normal | 2 - Medium | 1 - Excellent |  | 3 - Normal
Hay Health Service | Hay Health Service | Ground | 1127 | Above door to station | GD32251 | Emergency Exit Light (Green) | 1 | GD32251 |  | Bardic |  | Ezyledlf | [8 empty] | 6/4/2022 | 2 - Normal | 2 - Medium | 1 - Excellent |  | 3 - Normal
Hay Health Service | Hay Health Service | Ground | 1127 | Outside door to station |  | Smoke Detector | 1 | 0 | [12 empty] | 6/4/2022 | 2 - Normal | 2 - Medium | 1 - Excellent |  | 3 - Normal
Hay Health Service | Hay Health Service | Ground | 1127 | Centre corridor |  | Emergency Exit Light (Spitfire) | 1 | 0 | [12 empty] | 6/4/2022 | 2 - Normal | 2 - Medium | 1 - Excellent |  | 3 - Normal
Hay Health Service | Hay Health Service | Ground | 1127 | Closest to plant |  | Smoke Detector | 1 | 0 | [12 empty] | 6/4/2022 | 2 - Normal | 2 - Medium | 1 - Excellent |  | 3 - Normal
Hay Health Service | Hay Ambulance Garage | Ground | 2001 | Closest to main building |  | Thermal Heat Detector | 1 | 0 | [12 empty] | 6/4/2022 | 2 - Normal | 2 - Medium | 1 - Excellent |  | 3 - Normal
Hay Health Service | Hay Ambulance Garage | Ground | 2001 | Second closest to main building |  | Thermal Heat Detector | 1 | 0 | [12 empty] | 6/4/2022 | 2 - Normal | 2 - Medium | 1 - Excellent |  | 3 - Normal
Hay Health Service | Hay Ambulance Garage | Ground | 2001 | 3rd closest to main building |  | Thermal Heat Detector | 1 | 0 | [12 empty] | 6/4/2022 | 2 - Normal | 2 - Medium | 1 - Excellent |  | 3 - Normal
Hay Health Service | Hay Ambulance Garage | Ground | 2001 | Furthest from main building |  | Thermal Heat Detector | 1 | 0 | [12 empty] | 6/4/2022 | 2 - Normal | 2 - Medium | 1 - Excellent |  | 3 - Normal
Hay Health Service | Hay Ambulance Garage | Ground | 2001 | Under sink |  | Hot Water Heater | 1 | 0 |  | Thermann | 4/7/2014 | 50THM124P | 1.40705E+11 | 50 | [6 empty] | 6/4/2022 | 2 - Normal | 2 - Medium | 1 - Excellent |  | 3 - Normal
Hay Health Service | Hay Ambulance Garage | Ground | 2001 | Above door to rear plant | GD32253 | Emergency Exit Light (Green) | 1 | GD32253 |  | Bardic |  | Ezyled | [8 empty] | 6/4/2022 | 2 - Normal | 2 - Medium | 1 - Excellent |  | 3 - Normal
Hay Health Service | Hay Ambulance Garage | Ground | 2001 | Closest to sink |  | Wallmount Battery Charger | 1 | 0 |  | Durst |  | BCSW - 1225 BS | [8 empty] | 6/4/2022 | 2 - Normal | 2 - Medium | 1 - Excellent |  | 3 - Normal
Hay Health Service | Hay Ambulance Garage | Ground | 2001 | Closest to sink |  | Vehicle Battery Charger | 1 | 0 |  | Durst |  | BCS-1225C | A91017188 | [7 empty] | 6/4/2022 | 2 - Normal | 2 - Medium | 1 - Excellent |  | 3 - Normal
Hay Health Service | Hay Ambulance Garage | Ground | 2001 | 2nd closest to sink |  | Wallmount Battery Charger | 1 | 0 |  | Durst |  | BCSW - 1245 BS | [8 empty] | 6/4/2022 | 2 - Normal | 2 - Medium | 1 - Excellent |  | 3 - Normal
Hay Health Service | Hay Ambulance Garage | Ground | 2001 | 2nd closest to sink |  | Vehicle Battery Charger | 1 | 0 |  | Durst |  | BCS-1245C | A91220038 | [7 empty] | 6/4/2022 | 2 - Normal | 2 - Medium | 1 - Excellent |  | 3 - Normal
Hay Health Service | Hay Ambulance Garage | Ground | 2001 | Furthest from sink |  | Wallmount Battery Charger | 1 | 0 |  | Durst |  | BCSW - 1245 B | 125225 | [7 empty] | 6/4/2022 | 2 - Normal | 2 - Medium | 1 - Excellent |  | 3 - Normal
Hay Health Service | Hay Ambulance Garage | Ground | 2001 | Furthest from sink |  | Vehicle Battery Charger | 1 | 0 |  | Durst |  | BCS-1245C | A90416188 | [7 empty] | 6/4/2022 | 2 - Normal | 2 - Medium | 1 - Excellent |  | 3 - Normal
Hay Health Service | Hay Ambulance Garage | Ground | 2001 | Furthest from station | GD27035 | Fire Extinguisher (C02) | 1 | GD27035 | [12 empty] | 6/4/2022 | 2 - Normal | 2 - Medium | 1 - Excellent |  | 3 - Normal
Hay Health Service | Hay Ambulance Garage | Ground | 2001 | Closest to station | GD27033 | Fire Extinguisher (C02) | 1 | GD27033 | [12 empty] | 6/4/2022 | 2 - Normal | 2 - Medium | 1 - Excellent |  | 3 - Normal
Hay Health Service | Hay Ambulance Garage | Ground | 2001 | Near closest roller door to station | GD27034 | Fire Blanket | 1 | GD27034 | [12 empty] | 6/4/2022 | 2 - Normal | 2 - Medium | 1 - Excellent |  | 3 - Normal
Hay Health Service | Hay Ambulance Garage | Ground | 2001 | Closest roller door to station |  | Automatic Roller Door Motor | 1 | 0 |  | Merlin | 18/7/2017 | Overdrive MRC950EVOA | [8 empty] | 6/4/2022 | 2 - Normal | 2 - Medium | 1 - Excellent |  | 3 - Normal
Hay Health Service | Hay Ambulance Garage | Ground | 2001 | Middle roller door |  | Automatic Roller Door Motor | 1 | 0 |  | Merlin | 18/7/2017 | Overdrive MRC950EVOA | [8 empty] | 6/4/2022 | 2 - Normal | 2 - Medium | 1 - Excellent |  | 3 - Normal
Hay Health Service | Hay Ambulance Garage | Ground | 2001 | Furthest motor from station |  | Automatic Roller Door Motor | 1 | 0 |  | Merlin | 17/7/2017 | Overdrive MRC950EVOA | [8 empty] | 6/4/2022 | 2 - Normal | 2 - Medium | 1 - Excellent |  | 3 - Normal
Hay Health Service | Hay Ambulance Garage | Ground | 2001 | Closest to station |  | Automatic Roller Door | 1 | 0 | [6 empty] | 3.4 | 3 |  |  |  |  | 6/4/2022 | 2 - Normal | 2 - Medium | 1 - Excellent |  | 3 - Normal
Hay Health Service | Hay Ambulance Garage | Ground | 2001 | 2nd closest to station |  | Automatic Roller Door | 1 | 0 | [6 empty] | 3.4 | 3 |  |  |  |  | 6/4/2022 | 2 - Normal | 2 - Medium | 1 - Excellent |  | 3 - Normal
Hay Health Service | Hay Ambulance Garage | Ground | 2001 | Middle roller door |  | Automatic Roller Door | 1 | 0 | [6 empty] | 3.4 | 3 |  |  |  |  | 6/4/2022 | 2 - Normal | 2 - Medium | 1 - Excellent |  | 3 - Normal
Hay Health Service | Hay Ambulance Garage | Ground | 2001 | 4th from station |  | Automatic Roller Door | 1 | 0 | [6 empty] | 3.4 | 3 |  |  |  |  | 6/4/2022 | 2 - Normal | 2 - Medium | 1 - Excellent |  | 3 - Normal
Hay Health Service | Hay Ambulance Garage | Ground | 2001 | Furthest from station |  | Automatic Roller Door | 1 | 0 | [6 empty] | 3.4 | 3 |  |  |  |  | 6/4/2022 | 2 - Normal | 2 - Medium | 1 - Excellent |  | 3 - Normal
Hay Health Service | Hay Ambulance Garage | Ground | 2001 | Above exit door in Wash bay |  | Emergency Exit Light (Green) | 1 | 0 | [12 empty] | 6/4/2022 | 2 - Normal | 2 - Medium | 1 - Excellent |  | 3 - Normal
Hay Health Service | Hay Ambulance Garage | Ground | Grounds | Behind plant room |  | Oil Seperator Induction Motor | 1 | 0 |  | Weg |  | KM4 ASM | [8 empty] | 6/4/2022 | 2 - Normal | 2 - Medium | 1 - Excellent |  | 3 - Normal
Hay Health Service | Hay Ambulance Garage | Ground | Grounds | Behind plant room |  | Diaphragm Pump | 1 | 0 |  | ASM Pumps |  | DS25 | 25003 | [7 empty] | 6/4/2022 | 2 - Normal | 2 - Medium | 1 - Excellent |  | 3 - Normal
Hay Health Service | Hay Ambulance Garage | Ground | Grounds | Behind Plant room |  | Oil Separator Tank | 1 | 0 | [12 empty] | 6/4/2022 | 2 - Normal | 2 - Medium | 1 - Excellent |  | 3 - Normal
Hay Health Service | Hay Ambulance Garage | Ground | Grounds | On roof |  | Roof Anchor Points | 8 | 0 | [12 empty] | 6/4/2022 | 2 - Normal | 2 - Medium | 1 - Excellent |  | 3 - Normal
Hay Health Service | Hay Ambulance Garage | Ground | Grounds | On roof |  | Roof Anchor Points | 8 | 0 | [12 empty] | 6/4/2022 | 2 - Normal | 2 - Medium | 1 - Excellent |  | 3 - Normal
Hay Health Service | Hay Ambulance Garage | Ground | Grounds | On roof |  | Roof Anchor Points | 8 | 0 | [12 empty] | 6/4/2022 | 2 - Normal | 2 - Medium | 1 - Excellent |  | 3 - Normal
Hay Health Service | Hay Ambulance Garage | Ground | Grounds | On roof |  | Roof Anchor Points | 8 | 0 | [12 empty] | 6/4/2022 | 2 - Normal | 2 - Medium | 1 - Excellent |  | 3 - Normal
Hay Health Service | Hay Ambulance Garage | Ground | Grounds | On roof |  | Roof Anchor Points | 8 | 0 | [12 empty] | 6/4/2022 | 2 - Normal | 2 - Medium | 1 - Excellent |  | 3 - Normal
Hay Health Service | Hay Ambulance Garage | Ground | Grounds | On roof |  | Roof Anchor Points | 8 | 0 | [12 empty] | 6/4/2022 | 2 - Normal | 2 - Medium | 1 - Excellent |  | 3 - Normal
Hay Health Service | Hay Ambulance Garage | Ground | Grounds | On roof |  | Roof Anchor Points | 8 | 0 | [12 empty] | 6/4/2022 | 2 - Normal | 2 - Medium | 1 - Excellent |  | 3 - Normal
Hay Health Service | Hay Ambulance Garage | Ground | Grounds | On roof |  | Roof Anchor Points | 8 | 0 | [12 empty] | 6/4/2022 | 2 - Normal | 2 - Medium | 1 - Excellent |  | 3 - Normal
Hay Health Service | Hay Health Service | Ground | Grounds | On wall |  | A/C Unit Split (Outdoor) | 1 | 0 |  | Mitsubishi Electric | 1/1/2017 | SRC35ZSA-W | 88040719BE | [7 empty] | 6/4/2022 | 2 - Normal | 2 - Medium | 1 - Excellent |  | 3 - Normal
Hay Health Service | Hay Health Service | Ground | Grounds | Behind station | HAYH0283 | A/C Air Package Unit | 1 | HAYH0283 |  | Mitsubishi Electric | 1/1/2019 | FDC155KXEN6 | AB3103882UF | [7 empty] | 6/4/2022 | 2 - Normal | 2 - Medium | 1 - Excellent |  | 3 - Normal
Hay Health Service | Hay Health Service | Ground | Grounds | Behind station | HAYH0284 | A/C Air Package Unit | 1 | HAYH0284 |  | Mitsubishi Electric | 1/1/2019 | FDC155KXEN6 | AB3103875UF | [7 empty] | 6/4/2022 | 2 - Normal | 2 - Medium | 1 - Excellent |  | 3 - Normal
Hay Health Service | Hay Health Service | Ground | Grounds | Behind station | HAYH0285 | A/C Air Package Unit | 1 | HAYH0285 |  | Mitsubishi Electric | 1/1/2018 | FDC112KXEN6 | AB3002141RF | [7 empty] | 6/4/2022 | 2 - Normal | 2 - Medium | 1 - Excellent |  | 3 - Normal
Hay Health Service | Hay Health Service | Ground | Grounds | Behind station | HAYH0286 | A/C Air Package Unit | 1 | HAYH0286 |  | Mitsubishi Electric | 1/1/2018 | FDC112KXEN6 | AB3002102RF | [7 empty] | 6/4/2022 | 2 - Normal | 2 - Medium | 1 - Excellent |  | 3 - Normal
Hay Health Service | Hay Ambulance Garage | Ground | Grounds | Side of plant |  | Rain water tank | 1 | 0 |  | Team poly | [10 empty] | 6/4/2022 | 2 - Normal | 2 - Medium | 1 - Excellent |  | 3 - Normal
Hay Health Service | Hay Health Service | Ground | Grounds | Outside of kitchen | GD27036 | Fire Extinguisher (Dry Chemical) | 1 | GD27036 | [12 empty] | 6/4/2022 | 2 - Normal | 2 - Medium | 1 - Excellent |  | 3 - Normal
Hillston Ambulance Station | Hillston Ambulance Station | Ground | 1 |  |  | Smoke Detector | 1 | 0 | [12 empty] | 7/4/2022 | 2 - Normal | 2 - Medium | 1 - Excellent |  | 3 - Normal
Hillston Ambulance Station | Hillston Ambulance Station | Ground | 1 |  | HIL-0001 | A/C Unit Split (Indoor) | 1 | HIL-0001 |  | Fujitsu |  | ASTG24LVCA | E010458 | [7 empty] | 7/4/2022 | 2 - Normal | 2 - Medium | 1 - Excellent |  | 3 - Normal
Hillston Ambulance Station | Hillston Ambulance Station | Ground | 1 |  | HIL-0002 | Safe | 1 | HIL-0002 |  | Guardall | [10 empty] | 7/4/2022 | 2 - Normal | 2 - Medium | 1 - Excellent |  | 3 - Normal
Hillston Ambulance Station | Hillston Ambulance Station | Ground | 1 |  | HIL-0003 | EKA controller box | 1 | HIL-0003 | [12 empty] | 7/4/2022 | 2 - Normal | 2 - Medium | 1 - Excellent |  | 3 - Normal
Hillston Ambulance Station | Hillston Ambulance Station | Ground | 2 |  | HIL-0004 | Fire Extinguisher (Dry Chemical) | 1 | HIL-0004 | [12 empty] | 7/4/2022 | 2 - Normal | 2 - Medium | 1 - Excellent |  | 3 - Normal
Hillston Ambulance Station | Hillston Ambulance Station | Ground | 2 |  | HIL-0005 | Fire Blanket | 1 | HIL-0005 | [12 empty] | 7/4/2022 | 2 - Normal | 2 - Medium | 1 - Excellent |  | 3 - Normal
Hillston Ambulance Station | Hillston Ambulance Station | Ground | 3 |  |  | Smoke Detector | 1 | 0 | [12 empty] | 7/4/2022 | 2 - Normal | 2 - Medium | 1 - Excellent |  | 3 - Normal
Hillston Ambulance Station | Hillston Ambulance Station | Ground | 3 |  | HIL-0006 | A/C Unit Split (Indoor) | 1 | HIL-0006 |  | Hitachi |  | RAS-S60YHAB | 2053980877 | [7 empty] | 7/4/2022 | 2 - Normal | 2 - Medium | 1 - Excellent |  | 3 - Normal
Hillston Ambulance Station | Hillston Ambulance Station | Ground | 5 |  | HIL-0007 | Fire Extinguisher (Dry Chemical) | 1 | HIL-0007 | [12 empty] | 7/4/2022 | 2 - Normal | 2 - Medium | 1 - Excellent |  | 3 - Normal
Hillston Ambulance Station | Hillston Ambulance Station | Ground | 5 |  |  | Pressure Cleaner | 1 | 0 |  | Ryobi | 1/1/2019 | RPW190BL-G | 1904001745 | [7 empty] | 7/4/2022 | 2 - Normal | 2 - Medium | 1 - Excellent |  | 3 - Normal
Hillston Ambulance Station | Hillston Ambulance Station | Ground | 5 |  |  | Wallmount Battery Charger | 1 | 0 |  | Durst |  | BCSW - 1225 BS | 121899 | [7 empty] | 7/4/2022 | 2 - Normal | 2 - Medium | 1 - Excellent |  | 3 - Normal
Hillston Ambulance Station | Hillston Ambulance Station | Ground | 5 |  |  | Vehicle Battery Charger | 1 | 0 |  | Durst |  | BCS-1225C | A90814049 | [7 empty] | 7/4/2022 | 2 - Normal | 2 - Medium | 1 - Excellent |  | 3 - Normal
Hillston Ambulance Station | Hillston Ambulance Station | Ground | 5 |  |  | Wallmount Battery Charger | 1 | 0 |  | Durst |  | BCSW - 1225 BS | [8 empty] | 7/4/2022 | 2 - Normal | 2 - Medium | 1 - Excellent |  | 3 - Normal
Hillston Ambulance Station | Hillston Ambulance Station | Ground | 5 |  |  | Vehicle Battery Charger | 1 | 0 |  | Durst |  | BCS-1225C | A90413104 | [7 empty] | 7/4/2022 | 2 - Normal | 2 - Medium | 1 - Excellent |  | 3 - Normal
Hillston Ambulance Station | Hillston Ambulance Station | Ground | 5 |  |  | Wallmount Battery Charger | 1 | 0 |  | Durst |  | BCSW - 1225 B | 125181 | [7 empty] | 7/4/2022 | 2 - Normal | 2 - Medium | 1 - Excellent |  | 3 - Normal
Hillston Ambulance Station | Hillston Ambulance Station | Ground | 5 |  |  | Vehicle Battery Charger | 1 | 0 |  | Durst |  | BCS-1225C | A90719027 | [7 empty] | 7/4/2022 | 2 - Normal | 2 - Medium | 1 - Excellent |  | 3 - Normal
Hillston Ambulance Station | Hillston Ambulance Station | Ground | 5 |  |  | Wallmount Battery Charger | 1 | 0 |  | Durst |  | BCSW - 1225 BS | [8 empty] | 7/4/2022 | 2 - Normal | 2 - Medium | 1 - Excellent |  | 3 - Normal
Hillston Ambulance Station | Hillston Ambulance Station | Ground | 5 |  |  | Vehicle Battery Charger | 1 | 0 |  | Durst |  | BCS-1225C | A90610641 | [7 empty] | 7/4/2022 | 2 - Normal | 2 - Medium | 1 - Excellent |  | 3 - Normal
Hillston Ambulance Station | Hillston Ambulance Station | Ground | 5 |  | HIL-0008 | Fire Extinguisher (C02) | 1 | HIL-0008 | [12 empty] | 7/4/2022 | 2 - Normal | 2 - Medium | 1 - Excellent |  | 3 - Normal
Hillston Ambulance Station | Hillston Ambulance Station | Ground | 5 |  | HIL-0009 | Fire Extinguisher (Water) | 1 | HIL-0009 | [12 empty] | 7/4/2022 | 2 - Normal | 2 - Medium | 1 - Excellent |  | 3 - Normal
Hillston Ambulance Station | Hillston Ambulance Station | Ground | 5 | Front roller door to street | HIL-0011 | Automatic Roller Door | 1 | HIL-0011 |  | Austral Monsoon |  |  |  |  | 3.2 | 5.9 |  |  |  |  | 7/4/2022 | 2 - Normal | 2 - Medium | 1 - Excellent |  | 3 - Normal
Hillston Ambulance Station | Hillston Ambulance Station | Ground | 5 | Front roller door motor |  | Automatic Roller Door Motor | 1 | 0 |  | Grifco | 1/6/2018 | EDH102 | 185200958 | [7 empty] | 7/4/2022 | 2 - Normal | 2 - Medium | 1 - Excellent |  | 3 - Normal
Hillston Ambulance Station | Hillston Ambulance Station | Ground | 5 | Rear roller door |  | Automatic Roller Door Motor | 1 | 0 |  | Grifco | 1/6/2018 | EDH102 | 185201019 | [7 empty] | 7/4/2022 | 2 - Normal | 2 - Medium | 1 - Excellent |  | 3 - Normal
Hillston Ambulance Station | Hillston Ambulance Station | Ground | 5 | Rear roller door | HIL-0010 | Automatic Roller Door | 1 | HIL-0010 |  | Austral Monsoon |  |  |  |  | 3.2 | 5.9 |  |  |  |  | 7/4/2022 | 2 - Normal | 2 - Medium | 1 - Excellent |  | 3 - Normal
Hillston Ambulance Station | Hillston Ambulance Station | Ground | 7 | Side station | HIL-0012 | A/C Unit Split (Outdoor) | 1 | HIL-0012 |  | Hitachi |  | RAC-S60YHAB | 2052886433 | [7 empty] | 7/4/2022 | 2 - Normal | 2 - Medium | 1 - Excellent |  | 3 - Normal
Hillston Ambulance Station | Hillston Ambulance Station | Ground | 7 | Side station | HIL-0013 | Hot Water Heater | 1 | HIL-0013 |  | Rinnai | 2/5/2014 | HFE250SSL | EHF25006083 | 250 | [6 empty] | 7/4/2022 | 2 - Normal | 2 - Medium | 1 - Excellent |  | 3 - Normal
Hillston Ambulance Station | Hillston Ambulance Station | Ground | 7 | Side station | HIL-0014 | Main Switchboard | 1 | HIL-0014 |  | Butler and Reardon | [10 empty] | 7/4/2022 | 2 - Normal | 2 - Medium | 1 - Excellent |  | 3 - Normal
Hillston Ambulance Station | Hillston Ambulance Station | Ground | 7 | Main switchboard |  | RCBO | 2 | 0 |  | Clipsal |  | RCBM216/30 C16 | [5 empty] | HIL-0014 |  |  | 7/4/2022 | 2 - Normal | 2 - Medium | 1 - Excellent |  | 3 - Normal
Hillston Ambulance Station | Hillston Ambulance Station | Ground | 7 | Main switchboard |  | RCBO | 2 | 0 |  | Clipsal |  | RCBM216/30 C16 | [5 empty] | HIL-0014 |  |  | 7/4/2022 | 2 - Normal | 2 - Medium | 1 - Excellent |  | 3 - Normal
Hillston Ambulance Station | Hillston Ambulance Station | Ground | 7 | On main switchboard |  | RCBO | 1 | 0 |  | General Electric |  | DDM60 C20 | [5 empty] | HIL-0014 |  |  | 7/4/2022 | 2 - Normal | 2 - Medium | 1 - Excellent |  | 3 - Normal
Hillston Ambulance Station | Hillston Ambulance Station | Ground | 7 | Front garden under window |  | A/C Unit Split (Outdoor) | 1 | 0 |  | Fujitsu |  | AOTG24LVC | E010662 | [7 empty] | 7/4/2022 | 2 - Normal | 2 - Medium | 1 - Excellent |  | 3 - Normal
Hillston Ambulance Residence (212 High Street) | Hillston Ambulance Residence (212 High Street) | Ground | 3 |  |  | Smoke Detector | 1 | 0 | [12 empty] | 7/4/2022 | 2 - Normal | 2 - Medium | 1 - Excellent |  | 3 - Normal
Hillston Ambulance Residence (212 High Street) | Hillston Ambulance Residence (212 High Street) | Ground | 5 |  |  | Smoke Detector | 1 | 0 | [12 empty] | 7/4/2022 | 2 - Normal | 2 - Medium | 1 - Excellent |  | 3 - Normal
Hillston Ambulance Residence (212 High Street) | Hillston Ambulance Residence (212 High Street) | Ground | 5 |  |  | A/C Unit Split (Indoor) | 1 | 0 |  | Mitsubishi Electric | 1/1/2013 | DXK18ZJ-S | 318201750 RE | [7 empty] | 7/4/2022 | 2 - Normal | 2 - Medium | 1 - Excellent |  | 3 - Normal
Hillston Ambulance Residence (212 High Street) | Hillston Ambulance Residence (212 High Street) | Ground | 14 | Side building |  | A/C Unit Split (Outdoor) | 1 | 0 |  | Mitsubishi Electric | 1/1/2013 | DXC18ZJ-S | 351801679RE | [7 empty] | 7/4/2022 | 2 - Normal | 2 - Medium | 1 - Excellent |  | 3 - Normal
Hillston Ambulance Residence (212 High Street) | Hillston Ambulance Residence (212 High Street) | Ground | 14 | Side building |  | Main Switchboard | 1 | 0 | [12 empty] | 7/4/2022 | 2 - Normal | 2 - Medium | 1 - Excellent |  | 3 - Normal
Hillston Ambulance Residence (212 High Street) | Hillston Ambulance Residence (212 High Street) | Ground | 14 | On main switchboard |  | RCBO | 1 | 0 |  | Clipsal |  | Wilco RCBM 750 C10 | 3394289 | [7 empty] | 7/4/2022 | 2 - Normal | 2 - Medium | 1 - Excellent |  | 3 - Normal
Hillston Ambulance Residence (212 High Street) | Hillston Ambulance Residence (212 High Street) | Ground | 14 |  |  | Hot Water Heater | 1 | 0 |  | Thermann | 11/1/2018 | 315THMB136 | 18011120154H | 315 | [6 empty] | 7/4/2022 | 2 - Normal | 2 - Medium | 1 - Excellent |  | 3 - Normal
Hillston Ambulance Residence (67 Burn Street) | Hillston Ambulance Residence (67 Burn Street) | Ground | 2 |  |  | Smoke Detector | 1 | 0 | [12 empty] | 7/4/2022 | 2 - Normal | 2 - Medium | 1 - Excellent |  | 3 - Normal
Hillston Ambulance Residence (67 Burn Street) | Hillston Ambulance Residence (67 Burn Street) | Ground | 3 |  |  | Smoke Detector | 1 | 0 | [12 empty] | 7/4/2022 | 2 - Normal | 2 - Medium | 1 - Excellent |  | 3 - Normal
Hillston Ambulance Residence (67 Burn Street) | Hillston Ambulance Residence (67 Burn Street) | Ground | 3 |  |  | A/C Unit Split (Outdoor) | 1 | 0 |  | Mitsubishi Electric |  | DXK24Z4-S | 314102576 RE | [7 empty] | 7/4/2022 | 2 - Normal | 2 - Medium | 1 - Excellent |  | 3 - Normal
Hillston Ambulance Residence (67 Burn Street) | Hillston Ambulance Residence (67 Burn Street) | Ground | 4 |  |  | Smoke Detector | 1 | 0 | [12 empty] | 7/4/2022 | 2 - Normal | 2 - Medium | 1 - Excellent |  | 3 - Normal
Hillston Ambulance Residence (67 Burn Street) | Hillston Ambulance Residence (67 Burn Street) | Ground | 5 |  |  | Smoke Detector | 1 | 0 | [12 empty] | 7/4/2022 | 2 - Normal | 2 - Medium | 1 - Excellent |  | 3 - Normal
Hillston Ambulance Residence (67 Burn Street) | Hillston Ambulance Residence (67 Burn Street) | Ground | 6 |  |  | Smoke Detector | 1 | 0 | [12 empty] | 7/4/2022 | 2 - Normal | 2 - Medium | 1 - Excellent |  | 3 - Normal
Hillston Ambulance Residence (67 Burn Street) | Hillston Ambulance Residence (67 Burn Street) | Ground | 10 |  |  | TMV | 1 | 0 | [12 empty] | 7/4/2022 | 2 - Normal | 2 - Medium | 1 - Excellent |  | 3 - Normal
Hillston Ambulance Residence (67 Burn Street) | Hillston Ambulance Residence (67 Burn Street) | Ground | 10 |  |  | Hot Water Heater | 1 | 0 |  | Vulcan | 11/2/2008 | 66125007 | 3368209 | 250 | [6 empty] | 7/4/2022 | 2 - Normal | 2 - Medium | 1 - Excellent |  | 3 - Normal
Hillston Ambulance Residence (67 Burn Street) | Hillston Ambulance Residence (67 Burn Street) | Ground | 10 | Back of building |  | A/C Unit Split (Outdoor) | 1 | 0 |  | Mitsubishi Electric | 1/1/2013 | DXC24Z4-S | 345602548RE | [7 empty] | 7/4/2022 | 2 - Normal | 2 - Medium | 1 - Excellent |  | 3 - Normal
Hillston Ambulance Residence (67 Burn Street) | Hillston Ambulance Residence (67 Burn Street) | Ground | 10 | Side building |  | Main Switchboard | 1 | 0 | [12 empty] | 7/4/2022 | 2 - Normal | 2 - Medium | 1 - Excellent |  | 3 - Normal
Hillston Ambulance Residence (67 Burn Street) | Hillston Ambulance Residence (67 Burn Street) | Ground | 10 | On main switchboard |  | RCBO | 2 | 0 |  | Clipsal |  | RCBE210/30S C10 | [8 empty] | 7/4/2022 | 2 - Normal | 2 - Medium | 1 - Excellent |  | 3 - Normal
Hillston Ambulance Residence (67 Burn Street) | Hillston Ambulance Residence (67 Burn Street) | Ground | 10 | On main switchboard |  | RCBO | 2 | 0 |  | Clipsal |  | RCBE210/30S C10 | [8 empty] | 7/4/2022 | 2 - Normal | 2 - Medium | 1 - Excellent |  | 3 - Normal
Hillston Ambulance Residence (67 Burn Street) | Hillston Ambulance Residence (67 Burn Street) | Ground | 10 | On main switchboard |  | RCBO | 2 | 0 |  | Clipsal |  | RCBE216/30S C16 | [8 empty] | 7/4/2022 | 2 - Normal | 2 - Medium | 1 - Excellent |  | 3 - Normal
Hillston Ambulance Residence (67 Burn Street) | Hillston Ambulance Residence (67 Burn Street) | Ground | 10 | On main switchboard |  | RCBO | 2 | 0 |  | Clipsal |  | RCBE216/30S C16 | [8 empty] | 7/4/2022 | 2 - Normal | 2 - Medium | 1 - Excellent |  | 3 - Normal
Hillston Ambulance Residence (67 Burn Street) | Hillston Ambulance Residence (67 Burn Street) | Ground | 10 | On main switchboard |  | RCBO | 1 | 0 |  | Clipsal |  | RCBE220/30S C20 | [8 empty] | 7/4/2022 | 2 - Normal | 2 - Medium | 1 - Excellent |  | 3 - Normal
Balranald Ambulance Station | Balranald Ambulance Station | Ground | 2 | Outside 009 |  | Smoke Detector | 1 | 0 | [12 empty] | 19/4/2022 | 2 - Normal | 2 - Medium | 1 - Excellent |  | 3 - Normal
Balranald Ambulance Station | Balranald Ambulance Station | Ground | 2 | Outside 006 |  | Smoke Detector | 1 | 0 | [12 empty] | 19/4/2022 | 2 - Normal | 2 - Medium | 1 - Excellent |  | 3 - Normal
Balranald Ambulance Station | Balranald Ambulance Station | Ground | 2 |  | BLR-0003 | Fire Extinguisher (Dry Chemical) | 1 | BLR-0003 | [12 empty] | 19/4/2022 | 2 - Normal | 2 - Medium | 1 - Excellent |  | 3 - Normal
Balranald Ambulance Station | Balranald Ambulance Station | Ground | 2 |  | 4 | Gas Heater | 1 | 4 |  | Bowin |  | LB90 | 78981 | [7 empty] | 19/4/2022 | 2 - Normal | 2 - Medium | 1 - Excellent |  | 3 - Normal
Balranald Ambulance Station | Balranald Ambulance Station | Ground | 3 |  | 5 | Fire Extinguisher (Dry Chemical) | 1 | 5 | [12 empty] | 19/4/2022 | 2 - Normal | 2 - Medium | 1 - Excellent |  | 3 - Normal
Balranald Ambulance Station | Balranald Ambulance Station | Ground | 3 |  |  | Smoke Detector | 1 | 0 | [12 empty] | 19/4/2022 | 2 - Normal | 2 - Medium | 1 - Excellent |  | 3 - Normal
Balranald Ambulance Station | Balranald Ambulance Station | Ground | 3 |  | BLR-0006 | A/C Unit Split (Indoor) | 1 | BLR-0006 |  | Hitachi |  | RAS-S60YHAB | 2113130135 | [7 empty] | 19/4/2022 | 2 - Normal | 2 - Medium | 1 - Excellent |  | 3 - Normal
Balranald Ambulance Station | Balranald Ambulance Station | Ground | 3 |  | BLR-0007 | Gas Heater | 1 | BLR-0007 |  | Bowin |  | LB90 | 78980 | [7 empty] | 19/4/2022 | 2 - Normal | 2 - Medium | 1 - Excellent |  | 3 - Normal
Balranald Ambulance Station | Balranald Ambulance Station | Ground | 5 |  | 8 | A/C Unit Split (Indoor) | 1 | 8 |  | Daikin |  | FTXM35QVMA | E000111 | [7 empty] | 19/4/2022 | 2 - Normal | 2 - Medium | 1 - Excellent |  | 3 - Normal
Balranald Ambulance Station | Balranald Ambulance Station | Ground | 9 |  | 9 | A/C Unit Split (Indoor) | 1 | 9 |  | Kelvinator |  | KSV26HRA | 83200091 | [7 empty] | 19/4/2022 | 2 - Normal | 2 - Medium | 1 - Excellent |  | 3 - Normal
Balranald Ambulance Station | Balranald Ambulance Station | Ground | 11 |  | 11 | A/C Unit Split (Indoor) | 1 | 11 |  | Kelvinator |  | KSV26HRA | 83200496 | [7 empty] | 19/4/2022 | 2 - Normal | 2 - Medium | 1 - Excellent |  | 3 - Normal
Balranald Ambulance Station | Balranald Ambulance Station | Ground | 11 |  | 10 | Fire Blanket | 1 | 10 | [12 empty] | 19/4/2022 | 2 - Normal | 2 - Medium | 1 - Excellent |  | 3 - Normal
Balranald Ambulance Station | Balranald Ambulance Station | Ground | 11 |  | 12 | Cold Drinking Water System | 1 | 12 |  | Waterworks | [10 empty] | 19/4/2022 | 2 - Normal | 2 - Medium | 1 - Excellent |  | 3 - Normal
Balranald Ambulance Station | Balranald Ambulance Station | Ground | 11 |  |  | Smoke Detector | 1 | 0 | [12 empty] | 19/4/2022 | 2 - Normal | 2 - Medium | 1 - Excellent |  | 3 - Normal
Balranald Ambulance Station | Balranald Ambulance Station | Ground | 7 |  | 1 | Safe | 1 | 1 |  | CMI | [10 empty] | 19/4/2022 | 2 - Normal | 2 - Medium | 1 - Excellent |  | 3 - Normal
Balranald Ambulance Station | Balranald Ambulance Station | Ground | 7 |  | 2 | Safe | 1 | 2 |  | Guardall | [10 empty] | 19/4/2022 | 2 - Normal | 2 - Medium | 1 - Excellent |  | 3 - Normal
Balranald Ambulance Station | Balranald Ambulance Station | Ground | 6 |  | 13 | A/C Unit Split (Outdoor) | 1 | 13 |  | Daikin |  | RXM35QVMA | [8 empty] | 19/4/2022 | 2 - Normal | 2 - Medium | 1 - Excellent |  | 3 - Normal
Balranald Ambulance Station | Balranald Ambulance Station | Ground | 6 |  | 14 | Fire Extinguisher (Dry Chemical) | 1 | 14 | [12 empty] | 19/4/2022 | 2 - Normal | 2 - Medium | 1 - Excellent |  | 3 - Normal
Balranald Ambulance Station | Balranald Ambulance Station | Ground | 6 |  | 15 | A/C Unit Split (Outdoor) | 1 | 15 |  | Kelvinator |  | KSV26HRA | 93200263 | [7 empty] | 19/4/2022 | 2 - Normal | 2 - Medium | 1 - Excellent |  | 3 - Normal
Balranald Ambulance Station | Balranald Ambulance Station | Ground | 6 |  | 16 | EKA controller box | 1 | 16 | [12 empty] | 19/4/2022 | 2 - Normal | 2 - Medium | 1 - Excellent |  | 3 - Normal
Balranald Ambulance Station | Balranald Ambulance Station | Ground | 6 |  | 17 | Hot Water Heater | 1 | 17 |  | Vulcan |  | 66125007/BL | 3369526 | 250 | [6 empty] | 19/4/2022 | 2 - Normal | 2 - Medium | 1 - Excellent |  | 3 - Normal
Balranald Ambulance Station | Balranald Ambulance Station | Ground | 6 |  | 18 | Distribution Board | 1 | 18 |  | Hager | [10 empty] | 19/4/2022 | 2 - Normal | 2 - Medium | 1 - Excellent |  | 3 - Normal
Balranald Ambulance Station | Balranald Ambulance Station | Ground | 6 |  |  | RCBO | 5 | 0 |  | Lanson |  | LANRCBO4521603 | [5 empty] | 18 |  |  | 19/4/2022 | 2 - Normal | 2 - Medium | 1 - Excellent |  | 3 - Normal
Balranald Ambulance Station | Balranald Ambulance Station | Ground | 6 |  |  | RCBO | 5 | 0 |  | Lanson |  | LANRCBO4521603 | [5 empty] | 18 |  |  | 19/4/2022 | 2 - Normal | 2 - Medium | 1 - Excellent |  | 3 - Normal
Balranald Ambulance Station | Balranald Ambulance Station | Ground | 6 |  |  | RCBO | 5 | 0 |  | Lanson |  | LANRCBO4521603 | [5 empty] | 18 |  |  | 19/4/2022 | 2 - Normal | 2 - Medium | 1 - Excellent |  | 3 - Normal
Balranald Ambulance Station | Balranald Ambulance Station | Ground | 6 |  |  | RCBO | 5 | 0 |  | Lanson |  | LANRCBO4521603 | [5 empty] | 18 |  |  | 19/4/2022 | 2 - Normal | 2 - Medium | 1 - Excellent |  | 3 - Normal
Balranald Ambulance Station | Balranald Ambulance Station | Ground | 6 |  |  | RCBO | 5 | 0 |  | Lanson |  | LANRCBO4521603 | [5 empty] | 18 |  |  | 19/4/2022 | 2 - Normal | 2 - Medium | 1 - Excellent |  | 3 - Normal
Balranald Ambulance Station | Balranald Ambulance Station | Ground | 6 |  |  | RCBO | 4 | 0 |  | Lanson |  | LANRCBO4522003 | [5 empty] | 18 |  |  | 19/4/2022 | 2 - Normal | 2 - Medium | 1 - Excellent |  | 3 - Normal
Balranald Ambulance Station | Balranald Ambulance Station | Ground | 6 |  |  | RCBO | 4 | 0 |  | Lanson |  | LANRCBO4522003 | [5 empty] | 18 |  |  | 19/4/2022 | 2 - Normal | 2 - Medium | 1 - Excellent |  | 3 - Normal
Balranald Ambulance Station | Balranald Ambulance Station | Ground | 6 |  |  | RCBO | 4 | 0 |  | Lanson |  | LANRCBO4522003 | [5 empty] | 18 |  |  | 19/4/2022 | 2 - Normal | 2 - Medium | 1 - Excellent |  | 3 - Normal
Balranald Ambulance Station | Balranald Ambulance Station | Ground | 6 |  |  | RCBO | 4 | 0 |  | Lanson |  | LANRCBO4522003 | [5 empty] | 18 |  |  | 19/4/2022 | 2 - Normal | 2 - Medium | 1 - Excellent |  | 3 - Normal
Balranald Ambulance Station | Balranald Ambulance Station | Ground | 6 |  |  | RCBO | 2 | 0 |  | Clipsal |  | 4RBCE216/30S C16 | [5 empty] | 18 |  |  | 19/4/2022 | 2 - Normal | 2 - Medium | 1 - Excellent |  | 3 - Normal
Balranald Ambulance Station | Balranald Ambulance Station | Ground | 6 |  |  | RCBO | 2 | 0 |  | Clipsal |  | 4RBCE216/30S C16 | [5 empty] | 18 |  |  | 19/4/2022 | 2 - Normal | 2 - Medium | 1 - Excellent |  | 3 - Normal
Balranald Ambulance Station | Balranald Ambulance Station | Ground | 6 |  |  | RCBO | 1 | 0 |  | General Electric |  | DDM60 C20 | [5 empty] | 18 |  |  | 19/4/2022 | 2 - Normal | 2 - Medium | 1 - Excellent |  | 3 - Normal
Balranald Ambulance Station | Balranald Ambulance Station | Ground | 6 |  |  | Wallmount Battery Charger | 1 | 0 |  | Durst |  | BCSW - 1225 BS | 122541 | [7 empty] | 19/4/2022 | 2 - Normal | 2 - Medium | 1 - Excellent |  | 3 - Normal
Balranald Ambulance Station | Balranald Ambulance Station | Ground | 6 |  |  | Vehicle Battery Charger | 1 | 0 |  | Durst |  | BCS - 1245C | A91220037 | [7 empty] | 19/4/2022 | 2 - Normal | 2 - Medium | 1 - Excellent |  | 3 - Normal
Balranald Ambulance Station | Balranald Ambulance Station | Ground | 6 |  |  | Wallmount Battery Charger | 1 | 0 |  | Durst |  | BCSW - 1225C | 125227 | [7 empty] | 19/4/2022 | 2 - Normal | 2 - Medium | 1 - Excellent |  | 3 - Normal
Balranald Ambulance Station | Balranald Ambulance Station | Ground | 6 |  |  | Vehicle Battery Charger | 1 | 0 |  | Durst |  | BCS - 1245C | A90918047 | [7 empty] | 19/4/2022 | 2 - Normal | 2 - Medium | 1 - Excellent |  | 3 - Normal
Balranald Ambulance Station | Balranald Ambulance Station | Ground | 6 |  |  | Wallmount Battery Charger | 1 | 0 |  | Durst |  | BCSW - 1225 BS | 122520 | [7 empty] | 19/4/2022 | 2 - Normal | 2 - Medium | 1 - Excellent |  | 3 - Normal
Balranald Ambulance Station | Balranald Ambulance Station | Ground | 6 |  |  | Vehicle Battery Charger | 1 | 0 |  | Durst |  | BCS - 1225C | A91214088 | [7 empty] | 19/4/2022 | 2 - Normal | 2 - Medium | 1 - Excellent |  | 3 - Normal
Balranald Ambulance Station | Balranald Ambulance Station | Ground | 6 |  |  | Fire Extinguisher (Dry Chemical) | 1 | 0 | [12 empty] | 19/4/2022 | 2 - Normal | 2 - Medium | 1 - Excellent |  | 3 - Normal
Balranald Ambulance Station | Balranald Ambulance Station | Ground | 6 | Facing Hospital |  | Automatic Roller Door Motor | 1 | 0 |  | Grifco | 1/8/2012 | MTH102 | 128030045 | [7 empty] | 19/4/2022 | 2 - Normal | 2 - Medium | 1 - Excellent |  | 3 - Normal
Balranald Ambulance Station | Balranald Ambulance Station | Ground | 6 | Facing Hospital | 20 | Automatic Roller Door | 1 | 20 | [6 empty] | 3.6 | 4.36 |  |  |  |  | 19/4/2022 | 2 - Normal | 2 - Medium | 1 - Excellent |  | 3 - Normal
Balranald Ambulance Station | Balranald Ambulance Station | Ground | 6 | Facing Road |  | Automatic Roller Door Motor | 1 | 0 |  | Grifco | 1/7/2013 | MTH102 | 136460038 | [7 empty] | 19/4/2022 | 2 - Normal | 2 - Medium | 1 - Excellent |  | 3 - Normal
Balranald Ambulance Station | Balranald Ambulance Station | Ground | 6 | Facing Road | 21 | Automatic Roller Door | 1 | 21 | [6 empty] | 3.3 | 4.43 |  |  |  |  | 19/4/2022 | 2 - Normal | 2 - Medium | 1 - Excellent |  | 3 - Normal
Balranald Ambulance Station | Balranald Ambulance Station | Ground | 18 |  | 22 | A/C Unit Split (Indoor) | 1 | 22 |  | Mitsubishi |  | MSZ-GE80VAD | 3000503T | [7 empty] | 19/4/2022 | 2 - Normal | 2 - Medium | 1 - Excellent |  | 3 - Normal
Balranald Ambulance Station | Balranald Ambulance Station | Ground | Grounds |  | 23 | Hot Water Heater | 1 | 23 |  | Vulcan | 11/12/1997 | 681315 | 103341 | [7 empty] | 19/4/2022 | 2 - Normal | 2 - Medium | 3 - Fair |  | 3 - Normal
Balranald Ambulance Station | Structure carport | Ground |  |  | 24 | Fire Extinguisher (Dry Chemical) | 1 | 24 | [12 empty] | 19/4/2022 | 2 - Normal | 2 - Medium | 1 - Excellent |  | 3 - Normal
Balranald Ambulance Station | Balranald Ambulance Station | Ground | 20 |  | 25 | Rain water tank | 1 | 25 |  | Polymaster |  | 2270L |  | 2,270 | [6 empty] | 19/4/2022 | 2 - Normal | 2 - Medium | 1 - Excellent |  | 3 - Normal
Balranald Ambulance Station | Balranald Ambulance Station | Ground | 20 |  | 26 | Rain water tank | 1 | 26 |  | Polymaster |  | 9000L | [8 empty] | 19/4/2022 | 2 - Normal | 2 - Medium | 1 - Excellent |  | 3 - Normal
Balranald Ambulance Station | Balranald Ambulance Station | Ground | 20 |  | 27 | Rain water tank | 1 | 27 |  |  |  | 9000L | [8 empty] | 19/4/2022 | 2 - Normal | 2 - Medium | 1 - Excellent |  | 3 - Normal
Balranald Ambulance Station | Balranald Ambulance Station | Ground | 20 |  | 28 | A/C Unit Split (Outdoor) | 1 | 28 |  | Hitachi |  | RAC-S60YHAB | 2112214634 | [7 empty] | 19/4/2022 | 2 - Normal | 2 - Medium | 1 - Excellent |  | 3 - Normal
Balranald Ambulance Station | Balranald Ambulance Station | Ground | 20 |  | 29 | A/C Unit Split (Outdoor) | 1 | 29 |  | Kelvinator |  | KSV26HRA | 83200959 | [7 empty] | 19/4/2022 | 2 - Normal | 2 - Medium | 1 - Excellent |  | 3 - Normal
Balranald Ambulance Station | Balranald Ambulance Station | Ground | 20 |  | 30 | A/C Unit Split (Outdoor) | 1 | 30 |  | Mitsubishi |  | MUZ-GE80VAD | 3002676 T | [7 empty] | 19/4/2022 | 2 - Normal | 2 - Medium | 1 - Excellent |  | 3 - Normal
Balranald Ambulance Station | Balranald Ambulance Station | Ground | 20 |  | 31 | Main Switchboard | 1 | 31 |  | B&R | [10 empty] | 19/4/2022 | 2 - Normal | 2 - Medium | 1 - Excellent |  | 3 - Normal
Balranald Ambulance Station | Balranald Ambulance Station | Ground | 20 |  |  | RCBO | 3 | 0 |  | Lanson |  | LANRCBO4522003 | [5 empty] | 31 |  |  | 19/4/2022 | 2 - Normal | 2 - Medium | 1 - Excellent |  | 3 - Normal
Balranald Ambulance Station | Balranald Ambulance Station | Ground | 20 |  |  | RCBO | 3 | 0 |  | Lanson |  | LANRCBO4522003 | [5 empty] | 31 |  |  | 19/4/2022 | 2 - Normal | 2 - Medium | 1 - Excellent |  | 3 - Normal
Balranald Ambulance Station | Balranald Ambulance Station | Ground | 20 |  |  | RCBO | 3 | 0 |  | Lanson |  | LANRCBO4522003 | [5 empty] | 31 |  |  | 19/4/2022 | 2 - Normal | 2 - Medium | 1 - Excellent |  | 3 - Normal
Barham Ambulance Station | Barham Ambulance Station | Ground | 1 |  | BAH-0001 | A/C Unit Split (Indoor) | 1 | BAH-0001 |  | Daikin |  | FTXS60FVMA | E 022846 | [7 empty] | 20/4/2022 | 2 - Normal | 2 - Medium | 1 - Excellent |  | 3 - Normal
Barham Ambulance Station | Barham Ambulance Station | Ground | 1 |  | 2 | Safe | 1 | 2 |  | CMI | [10 empty] | 20/4/2022 | 2 - Normal | 2 - Medium | 1 - Excellent |  | 3 - Normal
Barham Ambulance Station | Barham Ambulance Station | Ground | 1 |  | 3 | Fire Extinguisher (Dry Chemical) | 1 | 3 | [12 empty] | 20/4/2022 | 2 - Normal | 2 - Medium | 1 - Excellent |  | 3 - Normal
Barham Ambulance Station | Barham Ambulance Station | Ground | 1 | Outside 006 |  | Smoke Detector | 1 | 0 | [12 empty] | 20/4/2022 | 2 - Normal | 2 - Medium | 1 - Excellent |  | 3 - Normal
Barham Ambulance Station | Barham Ambulance Station | Ground | 2 |  | 4 | Fire Blanket | 1 | 4 | [12 empty] | 20/4/2022 | 2 - Normal | 2 - Medium | 1 - Excellent |  | 3 - Normal
Barham Ambulance Station | Barham Ambulance Station | Ground | 2 |  |  | Smoke Detector | 1 | 0 | [12 empty] | 20/4/2022 | 2 - Normal | 2 - Medium | 1 - Excellent |  | 3 - Normal
Barham Ambulance Station | Barham Ambulance Station | Ground | 8 |  | 5 | EKA controller box | 1 | 5 | [12 empty] | 20/4/2022 | 2 - Normal | 2 - Medium | 1 - Excellent |  | 3 - Normal
Barham Ambulance Station | Barham Ambulance Station | Ground | 8 |  | 6 | Fie Extinguisher (Powder) | 1 | 6 | [12 empty] | 20/4/2022 | 2 - Normal | 2 - Medium | 1 - Excellent |  | 3 - Normal
Barham Ambulance Station | Barham Ambulance Station | Ground | 8 |  |  | Wallmount Battery Charger | 1 | 0 |  | Durst |  | BCSW-1225 BS | 122536 | [7 empty] | 20/4/2022 | 2 - Normal | 2 - Medium | 1 - Excellent |  | 3 - Normal
Barham Ambulance Station | Barham Ambulance Station | Ground | 8 |  |  | Vehicle Battery Charger | 1 | 0 |  | Durst |  | BCS-1245C | A90121016 | [7 empty] | 20/4/2022 | 2 - Normal | 2 - Medium | 1 - Excellent |  | 3 - Normal
Barham Ambulance Station | Barham Ambulance Station | Ground | 8 |  |  | Wallmount Battery Charger | 1 | 0 |  | Durst |  | BCSW-1225 BS | [8 empty] | 20/4/2022 | 2 - Normal | 2 - Medium | 1 - Excellent |  | 3 - Normal
Barham Ambulance Station | Barham Ambulance Station | Ground | 8 |  |  | Vehicle Battery Charger | 1 | 0 |  | Durst |  | BCS-1245C | A90121008 | [7 empty] | 20/4/2022 | 2 - Normal | 2 - Medium | 1 - Excellent |  | 3 - Normal
Barham Ambulance Station | Barham Ambulance Station | Ground | 8 |  |  | Wallmount Battery Charger | 1 | 0 |  | Durst |  | BCSW-1225 BS | [8 empty] | 20/4/2022 | 2 - Normal | 2 - Medium | 1 - Excellent |  | 3 - Normal
Barham Ambulance Station | Barham Ambulance Station | Ground | 8 |  |  | Vehicle Battery Charger | 1 | 0 |  | Durst |  | BCS-1225C | A90418038 | [7 empty] | 20/4/2022 | 2 - Normal | 2 - Medium | 1 - Excellent |  | 3 - Normal
Barham Ambulance Station | Barham Ambulance Station | Ground | 13 |  | 7 | Fire Extinguisher (Dry Chemical) | 1 | 7 | [12 empty] | 20/4/2022 | 2 - Normal | 2 - Medium | 1 - Excellent |  | 3 - Normal
Barham Ambulance Station | Barham Ambulance Station | Ground | 14 |  | 13 | Main Switchboard | 1 | 13 |  | B&R | [10 empty] | 20/4/2022 | 2 - Normal | 2 - Medium | 1 - Excellent |  | 3 - Normal
Barham Ambulance Station | Barham Ambulance Station | Ground | 14 |  | 14 | A/C Unit Split (Outdoor) | 1 | 14 |  | Fujitsu |  | AOTG12LVCB | E 000426 | [7 empty] | 20/4/2022 | 2 - Normal | 2 - Medium | 1 - Excellent |  | 3 - Normal
Barham Ambulance Station | Barham Ambulance Residence | Ground | 10 |  | 15 | Main Switchboard | 1 | 15 |  | B&R | [10 empty] | 20/4/2022 | 2 - Normal | 2 - Medium | 1 - Excellent |  | 3 - Normal
Barham Ambulance Station | Barham Ambulance Station | Ground | 14 |  | 16 | Hot Water Heater | 1 | 16 |  | Dux | 9/1/2008 | 315F136G | 80109105250 | [7 empty] | 20/4/2022 | 2 - Normal | 2 - Medium | 1 - Excellent |  | 3 - Normal
Barham Ambulance Station | Barham Ambulance Station | Ground | 14 |  |  | RCBO | 1 | 0 |  | NHP |  | MOD6 M6RCBD2030C C20 | [5 empty] | 13 |  |  | 20/4/2022 | 2 - Normal | 2 - Medium | 1 - Excellent |  | 3 - Normal
Barham Ambulance Station | Barham Ambulance Station | Ground | 14 |  |  | RCBO | 9 | 0 |  | NHP |  | MOD6 M6RCBD1630C C16 | [5 empty] | 13 |  |  | 20/4/2022 | 2 - Normal | 2 - Medium | 1 - Excellent |  | 3 - Normal
Barham Ambulance Station | Barham Ambulance Station | Ground | 14 |  |  | RCBO | 9 | 0 |  | NHP |  | MOD6 M6RCBD1630C C16 | [5 empty] | 13 |  |  | 20/4/2022 | 2 - Normal | 2 - Medium | 1 - Excellent |  | 3 - Normal
Barham Ambulance Station | Barham Ambulance Station | Ground | 14 |  |  | RCBO | 9 | 0 |  | NHP |  | MOD6 M6RCBD1630C C16 | [5 empty] | 13 |  |  | 20/4/2022 | 2 - Normal | 2 - Medium | 1 - Excellent |  | 3 - Normal
Barham Ambulance Station | Barham Ambulance Station | Ground | 14 |  |  | RCBO | 9 | 0 |  | NHP |  | MOD6 M6RCBD1630C C16 | [5 empty] | 13 |  |  | 20/4/2022 | 2 - Normal | 2 - Medium | 1 - Excellent |  | 3 - Normal
Barham Ambulance Station | Barham Ambulance Station | Ground | 14 |  |  | RCBO | 9 | 0 |  | NHP |  | MOD6 M6RCBD1630C C16 | [5 empty] | 13 |  |  | 20/4/2022 | 2 - Normal | 2 - Medium | 1 - Excellent |  | 3 - Normal
Barham Ambulance Station | Barham Ambulance Station | Ground | 14 |  |  | RCBO | 9 | 0 |  | NHP |  | MOD6 M6RCBD1630C C16 | [5 empty] | 13 |  |  | 20/4/2022 | 2 - Normal | 2 - Medium | 1 - Excellent |  | 3 - Normal
Barham Ambulance Station | Barham Ambulance Station | Ground | 14 |  |  | RCBO | 9 | 0 |  | NHP |  | MOD6 M6RCBD1630C C16 | [5 empty] | 13 |  |  | 20/4/2022 | 2 - Normal | 2 - Medium | 1 - Excellent |  | 3 - Normal
Barham Ambulance Station | Barham Ambulance Station | Ground | 14 |  |  | RCBO | 9 | 0 |  | NHP |  | MOD6 M6RCBD1630C C16 | [5 empty] | 13 |  |  | 20/4/2022 | 2 - Normal | 2 - Medium | 1 - Excellent |  | 3 - Normal
Barham Ambulance Station | Barham Ambulance Station | Ground | 14 |  |  | RCBO | 9 | 0 |  | NHP |  | MOD6 M6RCBD1630C C16 | [5 empty] | 13 |  |  | 20/4/2022 | 2 - Normal | 2 - Medium | 1 - Excellent |  | 3 - Normal
Barham Ambulance Station | Barham Ambulance Station | Ground | 14 |  |  | RCBO | 1 | 0 |  | General Electric |  | DDCE C20 | [5 empty] | 13 |  |  | 20/4/2022 | 2 - Normal | 2 - Medium | 1 - Excellent |  | 3 - Normal
Barham Ambulance Station | Barham Ambulance Station | Ground | 14 |  |  | RCBO | 3 | 0 |  | NHP |  | MOD6 M6RCBD1030C C10 | [5 empty] | 13 |  |  | 20/4/2022 | 2 - Normal | 2 - Medium | 1 - Excellent |  | 3 - Normal
Barham Ambulance Station | Barham Ambulance Station | Ground | 14 |  |  | RCBO | 3 | 0 |  | NHP |  | MOD6 M6RCBD1030C C10 | [5 empty] | 13 |  |  | 20/4/2022 | 2 - Normal | 2 - Medium | 1 - Excellent |  | 3 - Normal
Barham Ambulance Station | Barham Ambulance Station | Ground | 14 |  |  | RCBO | 3 | 0 |  | NHP |  | MOD6 M6RCBD1030C C10 | [5 empty] | 13 |  |  | 20/4/2022 | 2 - Normal | 2 - Medium | 1 - Excellent |  | 3 - Normal
Barham Ambulance Station | Barham Ambulance Station | Ground | 14 |  |  | RCBO | 2 | 0 |  | Clipsal |  | RCBE220/30S C20 | [5 empty] | 13 |  |  | 20/4/2022 | 2 - Normal | 2 - Medium | 1 - Excellent |  | 3 - Normal
Barham Ambulance Station | Barham Ambulance Station | Ground | 14 |  |  | RCBO | 2 | 0 |  | Clipsal |  | RCBE220/30S C20 | [5 empty] | 13 |  |  | 20/4/2022 | 2 - Normal | 2 - Medium | 1 - Excellent |  | 3 - Normal
Barham Ambulance Station | Barham Ambulance Residence | Ground | 10 |  |  | RCBO | 1 | 0 |  | Clipsal |  | RCBM220/30 C20 | [5 empty] | 15 |  |  | 20/4/2022 | 2 - Normal | 2 - Medium | 1 - Excellent |  | 3 - Normal
Barham Ambulance Station | Barham Ambulance Station | Ground | 14 |  | 17 | A/C Unit Split (Outdoor) | 1 | 17 |  | Daikin |  | RXS60FVMA | E040072 | [7 empty] | 20/4/2022 | 2 - Normal | 2 - Medium | 1 - Excellent |  | 3 - Normal
Barham Ambulance Station | Barham Ambulance Residence | Ground | 10 |  | 18 | Hot Water Heater | 1 | 18 |  | Rheem | [10 empty] | 20/4/2022 | 2 - Normal | 2 - Medium | 3 - Fair |  | 3 - Normal
Barham Ambulance Station | Barham Ambulance Station | Ground | 2 |  | 19 | A/C Unit Split (Indoor) | 1 | 19 |  | Fujitsu |  | ASTG12LVCB | E001920 | [7 empty] | 20/4/2022 | 2 - Normal | 2 - Medium | 1 - Excellent |  | 3 - Normal
Barham Ambulance Station | Barham Ambulance Station | Ground | 8 | Closest to road | 11 | Automatic Roller Door | 1 | 11 | [12 empty] | 20/4/2022 | 2 - Normal | 2 - Medium | 1 - Excellent |  | 3 - Normal
Barham Ambulance Station | Barham Ambulance Station | Ground | 8 | 2nd closest to road | 10 | Automatic Roller Door | 1 | 10 | [12 empty] | 20/4/2022 | 2 - Normal | 2 - Medium | 1 - Excellent |  | 3 - Normal
Barham Ambulance Station | Barham Ambulance Station | Ground | 8 | 3rd closest to road | 9 | Automatic Roller Door | 1 | 9 | [12 empty] | 20/4/2022 | 2 - Normal | 2 - Medium | 1 - Excellent |  | 3 - Normal
Barham Ambulance Station | Barham Ambulance Station | Ground | 13 | 4th closest to road | 8 | Automatic Roller Door | 1 | 8 | [12 empty] | 20/4/2022 | 2 - Normal | 2 - Medium | 1 - Excellent |  | 3 - Normal
Barham Ambulance Station | Barham Ambulance Station | Ground | 8 | Closest to road |  | Automatic Roller Door Motor | 1 | 0 |  | Grifco | 1/9/2011 | MTH102 | 119370053 | [7 empty] | 20/4/2022 | 2 - Normal | 2 - Medium | 1 - Excellent |  | 3 - Normal
Barham Ambulance Station | Barham Ambulance Station | Ground | 8 | 2nd closest to road |  | Automatic Roller Door Motor | 1 | 0 |  | Grifco | 1/9/2011 | MTH102 | 119370052 | [7 empty] | 20/4/2022 | 2 - Normal | 2 - Medium | 1 - Excellent |  | 3 - Normal
Barham Ambulance Station | Barham Ambulance Station | Ground | 8 | 3rd Closest to road |  | Automatic Roller Door Motor | 1 | 0 |  | Grifco | 1/9/2011 | MTH102 | 119370051 | [7 empty] | 20/4/2022 | 2 - Normal | 2 - Medium | 1 - Excellent |  | 3 - Normal
Barham Ambulance Station | Barham Ambulance Station | Ground | 13 | 4th closest to road |  | Automatic Roller Door Motor | 1 | 0 |  | Grifco | 1/9/2011 | MTH102 | 119370007 | [7 empty] | 20/4/2022 | 2 - Normal | 2 - Medium | 1 - Excellent |  | 3 - Normal
Deniliquin Ambulance Station | Deniliquin Ambulance Station | Ground | 1 |  | DEN-0002 | Emergency Exit Light (Green) | 1 | DEN-0002 | [12 empty] | 21/4/2022 | 2 - Normal | 2 - Medium | 1 - Excellent |  | 3 - Normal
Deniliquin Ambulance Station | Deniliquin Ambulance Station | Ground | 2 |  | DEN-0003 | Emergency Exit Light (Green) | 1 | DEN-0003 |  | Fastled |  | FLED | [8 empty] | 21/4/2022 | 2 - Normal | 2 - Medium | 1 - Excellent |  | 3 - Normal
Deniliquin Ambulance Station | Deniliquin Ambulance Station | Ground | 2 | Outside 016 |  | Smoke Detector | 1 | 0 | [12 empty] | 21/4/2022 | 2 - Normal | 2 - Medium | 1 - Excellent |  | 3 - Normal
Deniliquin Ambulance Station | Deniliquin Ambulance Station | Ground | 2 | Outside 016 |  | Emergency Exit Light (Spitfire) | 1 | 0 | [12 empty] | 21/4/2022 | 2 - Normal | 2 - Medium | 1 - Excellent |  | 3 - Normal
Deniliquin Ambulance Station | Deniliquin Ambulance Station | Ground | 2 |  | 4 | Emergency Exit Light (Green) | 1 | 4 | [12 empty] | 21/4/2022 | 2 - Normal | 2 - Medium | 1 - Excellent |  | 3 - Normal
Deniliquin Ambulance Station | Deniliquin Ambulance Station | Ground | 2 | Share office end |  | Smoke Detector | 1 | 0 | [12 empty] | 21/4/2022 | 2 - Normal | 2 - Medium | 1 - Excellent |  | 3 - Normal
Deniliquin Ambulance Station | Deniliquin Ambulance Station | Ground | 2 | Share office end |  | Emergency Exit Light (Spitfire) | 1 | 0 | [12 empty] | 21/4/2022 | 2 - Normal | 2 - Medium | 1 - Excellent |  | 3 - Normal
Deniliquin Ambulance Station | Deniliquin Ambulance Station | Ground | 2 | Outside 007 |  | Smoke Detector | 1 | 0 | [12 empty] | 21/4/2022 | 2 - Normal | 2 - Medium | 1 - Excellent |  | 3 - Normal
Deniliquin Ambulance Station | Deniliquin Ambulance Station | Ground | 7 | Outside 007 |  | Emergency Exit Light (Spitfire) | 1 | 0 | [12 empty] | 21/4/2022 | 2 - Normal | 2 - Medium | 1 - Excellent |  | 3 - Normal
Deniliquin Ambulance Station | Deniliquin Ambulance Station | Ground | 3 |  | 5 | Fire Blanket | 1 | 5 | [12 empty] | 21/4/2022 | 2 - Normal | 2 - Medium | 1 - Excellent |  | 3 - Normal
Deniliquin Ambulance Station | Deniliquin Ambulance Station | Ground | 3 |  | 6 | Fire Extinguisher (C02) | 1 | 6 | [12 empty] | 21/4/2022 | 2 - Normal | 2 - Medium | 1 - Excellent |  | 3 - Normal
Deniliquin Ambulance Station | Deniliquin Ambulance Station | Ground | 3 |  | 8 | Hot water service | 1 | 8 |  | ZIP |  | HydroTap G4 BC100/75 | 2.01901E+12 | [7 empty] | 21/4/2022 | 2 - Normal | 2 - Medium | 1 - Excellent |  | 3 - Normal
Deniliquin Ambulance Station | Deniliquin Ambulance Station | Ground | 3 |  | 7 | Hot Water Heater | 1 | 7 |  | Rheem | 29/6/2020 | 11025V5 | V110243359 | 25 | [6 empty] | 21/4/2022 | 2 - Normal | 2 - Medium | 1 - Excellent |  | 3 - Normal
Deniliquin Ambulance Station | Deniliquin Ambulance Station | Ground | 7 |  | 1 | Safe | 1 | 1 |  | Guardall | [10 empty] | 21/4/2022 | 2 - Normal | 2 - Medium | 1 - Excellent |  | 3 - Normal
Deniliquin Ambulance Station | Deniliquin Ambulance Station | Ground | 9 |  |  | Emergency Exit Light (Spitfire) | 1 | 0 | [12 empty] | 21/4/2022 | 2 - Normal | 2 - Medium | 1 - Excellent |  | 3 - Normal
Deniliquin Ambulance Station | Deniliquin Ambulance Station | Ground | 10 |  |  | Emergency Exit Light (Spitfire) | 1 | 0 | [12 empty] | 21/4/2022 | 2 - Normal | 2 - Medium | 1 - Excellent |  | 3 - Normal
Deniliquin Ambulance Station | Deniliquin Ambulance Station | Ground | 11 |  | 9 | Hot Water Heater | 1 | 9 |  | Rheem | 23/7/2008 | 11112507 | 3530338 | [7 empty] | 21/4/2022 | 2 - Normal | 2 - Medium | 1 - Excellent |  | 3 - Normal
Deniliquin Ambulance Station | Deniliquin Ambulance Station | Ground | 12 |  |  | Emergency Exit Light (Spitfire) | 1 | 0 | [12 empty] | 21/4/2022 | 2 - Normal | 2 - Medium | 1 - Excellent |  | 3 - Normal
Deniliquin Ambulance Station | Deniliquin Ambulance Station | Ground | 6 |  |  | TMV | 1 | 0 |  | Enware | [10 empty] | 21/4/2022 | 2 - Normal | 2 - Medium | 1 - Excellent |  | 3 - Normal
Deniliquin Ambulance Station | Deniliquin Ambulance Station | Ground | 6 |  |  | Emergency Exit Light (Spitfire) | 1 | 0 | [12 empty] | 21/4/2022 | 2 - Normal | 2 - Medium | 1 - Excellent |  | 3 - Normal
Deniliquin Ambulance Station | Deniliquin Ambulance Station | Ground | 4 |  | 10 | Emergency Exit Light (Green) | 1 | 10 | [12 empty] | 21/4/2022 | 2 - Normal | 2 - Medium | 1 - Excellent |  | 3 - Normal
Deniliquin Ambulance Station | Deniliquin Ambulance Station | Ground | 4 |  | 11 | Fire Hose Reel | 1 | 11 | [12 empty] | 21/4/2022 | 2 - Normal | 2 - Medium | 1 - Excellent |  | 3 - Normal
Deniliquin Ambulance Station | Deniliquin Ambulance Station | Ground | 4 |  | 12 | Fire Extinguisher (Dry Chemical) | 1 | 12 | [12 empty] | 21/4/2022 | 2 - Normal | 2 - Medium | 1 - Excellent |  | 3 - Normal
Deniliquin Ambulance Station | Deniliquin Ambulance Station | Ground | 4 |  | 13 | Fire Blanket | 1 | 13 | [12 empty] | 21/4/2022 | 2 - Normal | 2 - Medium | 1 - Excellent |  | 3 - Normal
Deniliquin Ambulance Station | Deniliquin Ambulance Station | Ground | 4 |  |  | Wallmount Battery Charger | 1 | 0 |  | Durst |  | BCSW - 1245 B | 125218 | [7 empty] | 21/4/2022 | 2 - Normal | 2 - Medium | 1 - Excellent |  | 3 - Normal
Deniliquin Ambulance Station | Deniliquin Ambulance Station | Ground | 4 |  |  | Vehicle Battery Charger | 1 | 0 |  | Durst |  | BCS-1245C | A90416176 | [7 empty] | 21/4/2022 | 2 - Normal | 2 - Medium | 1 - Excellent |  | 3 - Normal
Deniliquin Ambulance Station | Deniliquin Ambulance Station | Ground | 4 |  |  | Wallmount Battery Charger | 1 | 0 |  | Durst |  | BCSW-1225 BS | [8 empty] | 21/4/2022 | 2 - Normal | 2 - Medium | 1 - Excellent |  | 3 - Normal
Deniliquin Ambulance Station | Deniliquin Ambulance Station | Ground | 4 |  |  | Vehicle Battery Charger | 1 | 0 |  | Durst |  | BCS-1245C | A90121011 | [7 empty] | 21/4/2022 | 2 - Normal | 2 - Medium | 1 - Excellent |  | 3 - Normal
Deniliquin Ambulance Station | Deniliquin Ambulance Station | Ground | 4 |  |  | Wallmount Battery Charger | 1 | 0 |  | Durst |  | BCSW-1225 BS | 122533 | [7 empty] | 21/4/2022 | 2 - Normal | 2 - Medium | 1 - Excellent |  | 3 - Normal
Deniliquin Ambulance Station | Deniliquin Ambulance Station | Ground | 4 |  |  | Vehicle Battery Charger | 1 | 0 |  | Durst |  | BCS-1245C | A91220004 | [7 empty] | 21/4/2022 | 2 - Normal | 2 - Medium | 1 - Excellent |  | 3 - Normal
Deniliquin Ambulance Station | Deniliquin Ambulance Station | Ground | 4 |  |  | Emergency Floodlight | 1 | 0 | [12 empty] | 21/4/2022 | 2 - Normal | 2 - Medium | 1 - Excellent |  | 3 - Normal
Deniliquin Ambulance Station | Deniliquin Ambulance Station | Ground | 4 |  |  | Emergency Floodlight | 1 | 0 | [12 empty] | 21/4/2022 | 2 - Normal | 2 - Medium | 1 - Excellent |  | 3 - Normal
Deniliquin Ambulance Station | Deniliquin Ambulance Station | Ground | 4 |  | 14 | Fire Extinguisher (C02) | 1 | 14 | [12 empty] | 21/4/2022 | 2 - Normal | 2 - Medium | 1 - Excellent |  | 3 - Normal
Deniliquin Ambulance Station | Deniliquin Ambulance Station | Ground | 4 |  | 15 | Fire Blanket | 1 | 15 | [12 empty] | 21/4/2022 | 2 - Normal | 2 - Medium | 1 - Excellent |  | 3 - Normal
Deniliquin Ambulance Station | Deniliquin Ambulance Station | Ground | 4 |  |  | Wallmount Battery Charger | 1 | 0 |  | Durst |  | BCSW-1225 BS | [8 empty] | 21/4/2022 | 2 - Normal | 2 - Medium | 1 - Excellent |  | 3 - Normal
Deniliquin Ambulance Station | Deniliquin Ambulance Station | Ground | 4 |  |  | Vehicle Battery Charger | 1 | 0 |  | Durst |  | BCS-1225C | A90800219 | [7 empty] | 21/4/2022 | 2 - Normal | 2 - Medium | 1 - Excellent |  | 3 - Normal
Deniliquin Ambulance Station | Deniliquin Ambulance Station | Ground | 4 |  |  | Wallmount Battery Charger | 1 | 0 |  | Durst |  | BCSW-1225 B | 123007 | [7 empty] | 21/4/2022 | 2 - Normal | 2 - Medium | 1 - Excellent |  | 3 - Normal
Deniliquin Ambulance Station | Deniliquin Ambulance Station | Ground | 4 |  |  | Vehicle Battery Charger | 1 | 0 |  | Durst |  | BCS-1245C | A91220039 | [7 empty] | 21/4/2022 | 2 - Normal | 2 - Medium | 1 - Excellent |  | 3 - Normal
Deniliquin Ambulance Station | Deniliquin Ambulance Station | Ground | 4 |  | 16 | Hot Water Heater | 1 | 16 |  | Rheem | 11/12/2008 | 191050F7 | 3694314 | 50 | [6 empty] | 21/4/2022 | 2 - Normal | 2 - Medium | 1 - Excellent |  | 3 - Normal
Deniliquin Ambulance Station | Deniliquin Ambulance Station | Ground | 4 |  | 17 | Commercial Sink | 1 | 17 |  | Brayco | [10 empty] | 21/4/2022 | 2 - Normal | 2 - Medium | 1 - Excellent |  | 3 - Normal
Deniliquin Ambulance Station | Deniliquin Ambulance Station | Ground | 4 |  | 18 | RPZ | 1 | 18 |  | Febco |  | 860L | 6611 | [7 empty] | 21/4/2022 | 2 - Normal | 2 - Medium | 1 - Excellent |  | 3 - Normal
Deniliquin Ambulance Station | Deniliquin Ambulance Station | Ground | 4 |  | 19 | Pressure Cleaner | 1 | 19 | [12 empty] | 21/4/2022 | 2 - Normal | 2 - Medium | 1 - Excellent |  | 3 - Normal
Deniliquin Ambulance Station | Deniliquin Ambulance Station | Ground | 4 |  | 20 | Oil Separator Tank | 1 | 20 |  | Sepa | 10/2/2006 | SS CC1500 | 90005 | [7 empty] | 21/4/2022 | 2 - Normal | 2 - Medium | 1 - Excellent |  | 3 - Normal
Deniliquin Ambulance Station | Deniliquin Ambulance Station | Ground | 4 |  | 21 | Diaphragm Pump | 1 | 21 |  | ASM Pumps |  | DS25 | 15956 | [7 empty] | 21/4/2022 | 2 - Normal | 2 - Medium | 1 - Excellent |  | 3 - Normal
Deniliquin Ambulance Station | Deniliquin Ambulance Station | Ground | 4 |  | 22 | Induction Motor | 1 | 22 |  | Teco Australia | 1/1/2008 | Monarch 1 phase induction motor | 84240016 | [7 empty] | 21/4/2022 | 2 - Normal | 2 - Medium | 1 - Excellent |  | 3 - Normal
Deniliquin Ambulance Station | Deniliquin Ambulance Station | Ground | 4 |  | 23 | Vehicle Hoist | 1 | 23 |  | Heshbon |  | HL-27M | 8 1R | 6,000 | [6 empty] | 21/4/2022 | 2 - Normal | 2 - Medium | 1 - Excellent |  | 3 - Normal
Deniliquin Ambulance Station | Deniliquin Ambulance Station | Ground | 4 | Exit | 24 | Automatic Roller Door | 1 | 24 | [6 empty] | 7 | 3.32 |  |  |  |  | 21/4/2022 | 2 - Normal | 2 - Medium | 1 - Excellent |  | 3 - Normal
Deniliquin Ambulance Station | Deniliquin Ambulance Station | Ground | 4 | Exit |  | Automatic Roller Door Motor | 1 | 0 |  | Grifco | 1/9/2007 | MTL103 | H07090155 | [7 empty] | 21/4/2022 | 2 - Normal | 2 - Medium | 1 - Excellent |  | 3 - Normal
Deniliquin Ambulance Station | Deniliquin Ambulance Station | Ground | 4 | Entry |  | Automatic Roller Door Motor | 1 | 0 |  | Grifco |  | MTL103 | H07094385 | [7 empty] | 21/4/2022 | 2 - Normal | 2 - Medium | 1 - Excellent |  | 3 - Normal
Deniliquin Ambulance Station | Deniliquin Ambulance Station | Ground | 4 | Entry | 25 | Automatic Roller Door | 1 | 25 | [6 empty] | 7 | 3.47 |  |  |  |  | 21/4/2022 | 2 - Normal | 2 - Medium | 1 - Excellent |  | 3 - Normal
Deniliquin Ambulance Station | Deniliquin Ambulance Station | Ground | 18 |  | 26 | Automatic sliding gate | 1 | 26 | [12 empty] | 21/4/2022 | 2 - Normal | 2 - Medium | 1 - Excellent |  | 3 - Normal
Deniliquin Ambulance Station | Deniliquin Ambulance Station | Ground | 18 |  |  | Roof Anchor Points | 2 | 0 | [12 empty] | 21/4/2022 | 2 - Normal | 2 - Medium | 1 - Excellent |  | 3 - Normal
Deniliquin Ambulance Station | Deniliquin Ambulance Station | Ground | 18 |  |  | Roof Anchor Points | 2 | 0 | [12 empty] | 21/4/2022 | 2 - Normal | 2 - Medium | 1 - Excellent |  | 3 - Normal
Deniliquin Ambulance Station | Deniliquin Ambulance Station | Ground | 18 |  | 27 | A/C Air Package Unit | 1 | 27 |  | ActronAir |  | SCA290C-0300 | 612257 | [7 empty] | 21/4/2022 | 2 - Normal | 2 - Medium | 1 - Excellent |  | 3 - Normal
Deniliquin Ambulance Station | Deniliquin Ambulance Station | Ground | 18 |  | 28 | Main Switchboard | 1 | 28 |  | Wodonga Switchboard Manufacturers | 23/1/2009 |  | WSM11511 | [7 empty] | 21/4/2022 | 2 - Normal | 2 - Medium | 1 - Excellent |  | 3 - Normal
Deniliquin Ambulance Station | Deniliquin Ambulance Station | Ground | 18 |  |  | RCBO | 4 | 0 |  | NHP |  | Din-Safe 607276 C16 | [5 empty] | 28 |  |  | 21/4/2022 | 2 - Normal | 2 - Medium | 1 - Excellent |  | 3 - Normal
Deniliquin Ambulance Station | Deniliquin Ambulance Station | Ground | 18 |  |  | RCBO | 4 | 0 |  | NHP |  | Din-Safe 607276 C16 | [5 empty] | 28 |  |  | 21/4/2022 | 2 - Normal | 2 - Medium | 1 - Excellent |  | 3 - Normal
Deniliquin Ambulance Station | Deniliquin Ambulance Station | Ground | 18 |  |  | RCBO | 4 | 0 |  | NHP |  | Din-Safe 607276 C16 | [5 empty] | 28 |  |  | 21/4/2022 | 2 - Normal | 2 - Medium | 1 - Excellent |  | 3 - Normal
Deniliquin Ambulance Station | Deniliquin Ambulance Station | Ground | 18 |  |  | RCBO | 4 | 0 |  | NHP |  | Din-Safe 607276 C16 | [5 empty] | 28 |  |  | 21/4/2022 | 2 - Normal | 2 - Medium | 1 - Excellent |  | 3 - Normal
Deniliquin Ambulance Station | Deniliquin Ambulance Station | Ground | 18 |  |  | RCBO | 9 | 0 |  | NHP |  | Din-Safe 607277 C20 | [5 empty] | 28 |  |  | 21/4/2022 | 2 - Normal | 2 - Medium | 1 - Excellent |  | 3 - Normal
Deniliquin Ambulance Station | Deniliquin Ambulance Station | Ground | 18 |  |  | RCBO | 9 | 0 |  | NHP |  | Din-Safe 607277 C20 | [5 empty] | 28 |  |  | 21/4/2022 | 2 - Normal | 2 - Medium | 1 - Excellent |  | 3 - Normal
Deniliquin Ambulance Station | Deniliquin Ambulance Station | Ground | 18 |  |  | RCBO | 9 | 0 |  | NHP |  | Din-Safe 607277 C20 | [5 empty] | 28 |  |  | 21/4/2022 | 2 - Normal | 2 - Medium | 1 - Excellent |  | 3 - Normal
Deniliquin Ambulance Station | Deniliquin Ambulance Station | Ground | 18 |  |  | RCBO | 9 | 0 |  | NHP |  | Din-Safe 607277 C20 | [5 empty] | 28 |  |  | 21/4/2022 | 2 - Normal | 2 - Medium | 1 - Excellent |  | 3 - Normal
Deniliquin Ambulance Station | Deniliquin Ambulance Station | Ground | 18 |  |  | RCBO | 9 | 0 |  | NHP |  | Din-Safe 607277 C20 | [5 empty] | 28 |  |  | 21/4/2022 | 2 - Normal | 2 - Medium | 1 - Excellent |  | 3 - Normal
Deniliquin Ambulance Station | Deniliquin Ambulance Station | Ground | 18 |  |  | RCBO | 9 | 0 |  | NHP |  | Din-Safe 607277 C20 | [5 empty] | 28 |  |  | 21/4/2022 | 2 - Normal | 2 - Medium | 1 - Excellent |  | 3 - Normal
Deniliquin Ambulance Station | Deniliquin Ambulance Station | Ground | 18 |  |  | RCBO | 9 | 0 |  | NHP |  | Din-Safe 607277 C20 | [5 empty] | 28 |  |  | 21/4/2022 | 2 - Normal | 2 - Medium | 1 - Excellent |  | 3 - Normal
Deniliquin Ambulance Station | Deniliquin Ambulance Station | Ground | 18 |  |  | RCBO | 9 | 0 |  | NHP |  | Din-Safe 607277 C20 | [5 empty] | 28 |  |  | 21/4/2022 | 2 - Normal | 2 - Medium | 1 - Excellent |  | 3 - Normal
Deniliquin Ambulance Station | Deniliquin Ambulance Station | Ground | 18 |  |  | RCBO | 9 | 0 |  | NHP |  | Din-Safe 607277 C20 | [5 empty] | 28 |  |  | 21/4/2022 | 2 - Normal | 2 - Medium | 1 - Excellent |  | 3 - Normal
Deniliquin Ambulance Station | Deniliquin Ambulance Station | Ground | 18 |  |  | RCBO | 3 | 0 |  | NHP |  | Din-Safe DSRCBH2030A C20 | [5 empty] | 28 |  |  | 21/4/2022 | 2 - Normal | 2 - Medium | 1 - Excellent |  | 3 - Normal
Deniliquin Ambulance Station | Deniliquin Ambulance Station | Ground | 18 |  |  | RCBO | 3 | 0 |  | NHP |  | Din-Safe DSRCBH2030A C20 | [5 empty] | 28 |  |  | 21/4/2022 | 2 - Normal | 2 - Medium | 1 - Excellent |  | 3 - Normal
Deniliquin Ambulance Station | Deniliquin Ambulance Station | Ground | 18 |  |  | RCBO | 3 | 0 |  | NHP |  | Din-Safe DSRCBH2030A C20 | [5 empty] | 28 |  |  | 21/4/2022 | 2 - Normal | 2 - Medium | 1 - Excellent |  | 3 - Normal
Deniliquin Ambulance Station | Deniliquin Ambulance Station | Ground | 18 |  |  | RCBO | 1 | 0 |  | NHP |  | MOD6 M6RCBS2030CAN C20 | [5 empty] | 28 |  |  | 21/4/2022 | 2 - Normal | 2 - Medium | 1 - Excellent |  | 3 - Normal
Deniliquin Ambulance Station | Deniliquin Ambulance Station | Ground | 18 |  |  | RCBO | 1 | 0 |  | NHP |  | MOD6 M6RCBS2030C C20 | [5 empty] | 28 |  |  | 21/4/2022 | 2 - Normal | 2 - Medium | 1 - Excellent |  | 3 - Normal
Deniliquin Ambulance Station | Deniliquin Ambulance Station | Ground | 18 |  |  | Water Tank | 1 | 0 | [12 empty] | 21/4/2022 | 2 - Normal | 2 - Medium | 1 - Excellent |  | 3 - Normal
Deniliquin Ambulance Station | Deniliquin Ambulance Station | Ground | 18 |  |  | Water tank pump | 1 | 0 |  | Davey |  | HP45-05 | [8 empty] | 21/4/2022 | 2 - Normal | 2 - Medium | 1 - Excellent |  | 3 - Normal
Tumut Ambulance Station | Tumut Ambulance Station | Ground | 1 | Above front entry door |  | Smoke Detector | 1 | 0 | [12 empty] | 26/4/2022 | 2 - Normal | 2 - Medium | 1 - Excellent |  | 3 - Normal
Tumut Ambulance Station | Tumut Ambulance Station | Ground | 1 | Outside lockers |  | Smoke Detector | 1 | 0 | [12 empty] | 26/4/2022 | 2 - Normal | 2 - Medium | 1 - Excellent |  | 3 - Normal
Tumut Ambulance Station | Tumut Ambulance Station | Ground | 1 | Centre corridor | TMT-0001 | Fie Extinguisher (Powder) | 1 | TMT-0001 | [12 empty] | 26/4/2022 | 2 - Normal | 2 - Medium | 1 - Excellent |  | 3 - Normal
Tumut Ambulance Station | Tumut Ambulance Station | Ground | 1 | Next to water heater |  | TMV | 1 | 0 |  | Enware |  | Aquablend 1500 | [8 empty] | 26/4/2022 | 2 - Normal | 2 - Medium | 1 - Excellent |  | 3 - Normal
Tumut Ambulance Station | Tumut Ambulance Station | Ground | 1 | Next to toilet | TMT-0002 | Hot Water Heater | 1 | TMT-0002 |  | Thermann | 28/4/2015 | T2F136S | 15042820024H | 250 | [6 empty] | 26/4/2022 | 2 - Normal | 2 - Medium | 1 - Excellent |  | 3 - Normal
Tumut Ambulance Station | Tumut Ambulance Station | Ground | 2 |  | TMT-0003 | A/C Unit Split (Indoor) | 1 | TMT-0003 |  | Daikin |  | FTY35CVMA8 | 4900898 | [7 empty] | 26/4/2022 | 2 - Normal | 2 - Medium | 1 - Excellent |  | 3 - Normal
Tumut Ambulance Station | Tumut Ambulance Station | Ground | 3 |  |  | Smoke Detector | 1 | 0 | [12 empty] | 26/4/2022 | 2 - Normal | 2 - Medium | 1 - Excellent |  | 3 - Normal
Tumut Ambulance Station | Tumut Ambulance Station | Ground | 3 |  | TMT-0004 | Fire Extinguisher (Water) | 1 | TMT-0004 | [12 empty] | 26/4/2022 | 2 - Normal | 2 - Medium | 1 - Excellent |  | 3 - Normal
Tumut Ambulance Station | Tumut Ambulance Station | Ground | 3 |  | TMT-0005 | Fie Extinguisher (Powder) | 1 | TMT-0005 | [12 empty] | 26/4/2022 | 2 - Normal | 2 - Medium | 1 - Excellent |  | 3 - Normal
Tumut Ambulance Station | Tumut Ambulance Station | Ground | 3 |  |  | Fire Blanket | 1 | 0 | [12 empty] | 26/4/2022 | 2 - Normal | 2 - Medium | 1 - Excellent |  | 3 - Normal
Tumut Ambulance Station | Tumut Ambulance Station | Ground | 3 |  | TMT-0006 | A/C Unit Split (Indoor) | 1 | TMT-0006 |  | Hitachi |  | RAS-S35YHAB | 1324 | [7 empty] | 26/4/2022 | 2 - Normal | 2 - Medium | 1 - Excellent |  | 3 - Normal
Tumut Ambulance Station | Tumut Ambulance Station | Ground | 5 |  | TMT-0007 | A/C Unit Split (Indoor) | 1 | TMT-0007 |  | Daikin |  | FTY35CVMA8 | 4901273 | [7 empty] | 26/4/2022 | 2 - Normal | 2 - Medium | 1 - Excellent |  | 3 - Normal
Tumut Ambulance Station | Tumut Ambulance Station | Ground | 5 |  |  | Smoke Detector | 1 | 0 | [12 empty] | 26/4/2022 | 2 - Normal | 2 - Medium | 1 - Excellent |  | 3 - Normal
Tumut Ambulance Station | Tumut Ambulance Station | Ground | 6 |  | TMT-0008 | A/C Unit Split (Indoor) | 1 | TMT-0008 |  | Daikin |  | FTY35CVMA8 | 4901274 | [7 empty] | 26/4/2022 | 2 - Normal | 2 - Medium | 1 - Excellent |  | 3 - Normal
Tumut Ambulance Station | Tumut Ambulance Station | Ground | 9 |  | TMT-0009 | A/C Unit Split (Indoor) | 1 | TMT-0009 |  | Daikin |  | FTXS25GVMA | E032820 | [7 empty] | 26/4/2022 | 2 - Normal | 2 - Medium | 1 - Excellent |  | 3 - Normal
Tumut Ambulance Station | Tumut Ambulance Station | Ground | 8 |  | TMT-0010 | Safe | 1 | TMT-0010 |  | Guardall | [10 empty] | 26/4/2022 | 2 - Normal | 2 - Medium | 1 - Excellent |  | 3 - Normal
Tumut Ambulance Station | Tumut Ambulance Station | Ground | 8 |  | TMT-0011 | Safe | 1 | TMT-0011 |  | CMI |  | Homesafe | [8 empty] | 26/4/2022 | 2 - Normal | 2 - Medium | 1 - Excellent |  | 3 - Normal
Tumut Ambulance Station | Tumut Ambulance Station | Ground | 8 |  | TMT-0012 | Safe | 1 | TMT-0012 |  | CMI |  | Homesafe | [8 empty] | 26/4/2022 | 2 - Normal | 2 - Medium | 1 - Excellent |  | 3 - Normal
Tumut Ambulance Station | Tumut Ambulance Station | Ground | 8 |  | TMT-0013 | EKA controller box | 1 | TMT-0013 | [12 empty] | 26/4/2022 | 2 - Normal | 2 - Medium | 1 - Excellent |  | 3 - Normal
Tumut Ambulance Station | Tumut Ambulance Station | Ground | 10 | Side station next to fence | TMT-0014 | A/C Unit Split (Outdoor) | 1 | TMT-0014 |  | Daikin |  | RY35CVMA | 4902101 | [7 empty] | 27/4/2022 | 2 - Normal | 2 - Medium | 1 - Excellent |  | 3 - Normal
Tumut Ambulance Station | Tumut Ambulance Station | Ground | 10 | Side station next to fence | TMT-0015 | A/C Unit Split (Outdoor) | 1 | TMT-0015 |  | Daikin |  | RY35CVMA | 4902109 | [7 empty] | 27/4/2022 | 2 - Normal | 2 - Medium | 1 - Excellent |  | 3 - Normal
Tumut Ambulance Station | Tumut Ambulance Station | Ground | 10 | Side station next to fence | TMT-0016 | A/C Unit Split (Outdoor) | 1 | TMT-0016 |  | Daikin |  | RXS25EBVMA | E032523 | [7 empty] | 27/4/2022 | 2 - Normal | 2 - Medium | 1 - Excellent |  | 3 - Normal
Tumut Ambulance Station | Tumut Ambulance Station | Ground | 10 | Side station next to fence | TMT-0017 | Main Switchboard | 1 | TMT-0017 | [12 empty] | 27/4/2022 | 2 - Normal | 2 - Medium | 1 - Excellent |  | 3 - Normal
Tumut Ambulance Station | Tumut Ambulance Station | Ground | 10 | On main switchboard |  | RCBO | 2 | 0 |  | Hager |  | AD816T C16 | [5 empty] | TMT-0017 |  |  | 27/4/2022 | 2 - Normal | 2 - Medium | 1 - Excellent |  | 3 - Normal
Tumut Ambulance Station | Tumut Ambulance Station | Ground | 10 | On main switchboard |  | RCBO | 2 | 0 |  | Hager |  | AD816T C16 | [5 empty] | TMT-0017 |  |  | 27/4/2022 | 2 - Normal | 2 - Medium | 1 - Excellent |  | 3 - Normal
Tumut Ambulance Station | Tumut Ambulance Station | Ground | 10 | On main switchboard |  | RCD | 1 | 0 |  | General Electric |  | DDCE C20 | [5 empty] | TMT-0017 |  |  | 27/4/2022 | 2 - Normal | 2 - Medium | 1 - Excellent |  | 3 - Normal
Tumut Ambulance Station | Tumut Ambulance Station | Ground | 10 | On main switchboard |  | RCBO | 3 | 0 |  | Hager |  | AD810T C10 | [5 empty] | TMT-0017 |  |  | 27/4/2022 | 2 - Normal | 2 - Medium | 1 - Excellent |  | 3 - Normal
Tumut Ambulance Station | Tumut Ambulance Station | Ground | 10 | On main switchboard |  | RCBO | 3 | 0 |  | Hager |  | AD810T C10 | [5 empty] | TMT-0017 |  |  | 27/4/2022 | 2 - Normal | 2 - Medium | 1 - Excellent |  | 3 - Normal
Tumut Ambulance Station | Tumut Ambulance Station | Ground | 10 | On main switchboard |  | RCBO | 3 | 0 |  | Hager |  | AD810T C10 | [5 empty] | TMT-0017 |  |  | 27/4/2022 | 2 - Normal | 2 - Medium | 1 - Excellent |  | 3 - Normal
Tumut Ambulance Station | Tumut Ambulance Station | Ground | 10 | On main switchboard |  | RCBO | 1 | 0 |  | Hager |  | AD820T C20 | [5 empty] | TMT-0017 |  |  | 27/4/2022 | 2 - Normal | 2 - Medium | 1 - Excellent |  | 3 - Normal
Tumut Ambulance Station | Tumut Ambulance Station | Ground | 10 | Front of station | TMT-0018 | A/C Unit Split (Outdoor) | 1 | TMT-0018 |  | Daikin |  | RY35CVMA | 4902149 | [7 empty] | 27/4/2022 | 2 - Normal | 2 - Medium | 1 - Excellent |  | 3 - Normal
Tumut Ambulance Station | Tumut Ambulance Station | Ground | 10 | Side station next to plant | TMT-0019 | A/C Unit Split (Outdoor) | 1 | TMT-0019 |  | Hitachi |  | RAC-S35YHAB | 614 | [7 empty] | 27/4/2022 | 2 - Normal | 2 - Medium | 1 - Excellent |  | 3 - Normal
Tumut Ambulance Station | Tumut Ambulance Garage/Office | Ground | 1 |  |  | Wallmount Battery Charger | 1 | 0 |  | Durst |  | BCSW - 1245 B | 125731 | [7 empty] | 27/4/2022 | 2 - Normal | 2 - Medium | 1 - Excellent |  | 3 - Normal
Tumut Ambulance Station | Tumut Ambulance Garage/Office | Ground | 1 |  |  | Vehicle Battery Charger | 1 | 0 |  | Durst |  | BCS-1245C | A90121014 | [7 empty] | 27/4/2022 | 2 - Normal | 2 - Medium | 1 - Excellent |  | 3 - Normal
Tumut Ambulance Station | Tumut Ambulance Garage/Office | Ground | 1 |  |  | Wallmount Battery Charger | 1 | 0 |  | Durst |  | BCSW - 1245 B | 125688 | [7 empty] | 27/4/2022 | 2 - Normal | 2 - Medium | 1 - Excellent |  | 3 - Normal
Tumut Ambulance Station | Tumut Ambulance Garage/Office | Ground | 1 |  |  | Vehicle Battery Charger | 1 | 0 |  | Durst |  | BCS-1245C | A90121032 | [7 empty] | 27/4/2022 | 2 - Normal | 2 - Medium | 1 - Excellent |  | 3 - Normal
Tumut Ambulance Station | Tumut Ambulance Garage/Office | Ground | 1 |  | TMT-0020 | Fire Extinguisher (C02) | 1 | TMT-0020 | [12 empty] | 27/4/2022 | 2 - Normal | 2 - Medium | 1 - Excellent |  | 3 - Normal
Tumut Ambulance Station | Tumut Ambulance Garage/Office | Ground | 1 |  | TMT-0021 | Fie Extinguisher (Powder) | 1 | TMT-0021 | [12 empty] | 27/4/2022 | 2 - Normal | 2 - Medium | 1 - Excellent |  | 3 - Normal
Tumut Ambulance Station | Tumut Ambulance Garage/Office | Ground | 1 |  | TMT-0022 | Fie Extinguisher (Powder) | 1 | TMT-0022 | [12 empty] | 27/4/2022 | 2 - Normal | 2 - Medium | 1 - Excellent |  | 3 - Normal
Tumut Ambulance Station | Tumut Ambulance Garage/Office | Ground | 1 |  |  | Vehicle Battery Charger | 1 | 0 |  | Durst |  | BCS-1215B | A90800076 | [7 empty] | 27/4/2022 | 2 - Normal | 2 - Medium | 1 - Excellent |  | 3 - Normal
Tumut Ambulance Station | Tumut Ambulance Garage/Office | Ground | 1 |  |  | Vehicle Battery Charger | 1 | 0 |  | Durst |  | BCS-1215B | A91200025 | [7 empty] | 27/4/2022 | 2 - Normal | 2 - Medium | 1 - Excellent |  | 3 - Normal
Tumut Ambulance Station | Tumut Ambulance Garage/Office | Ground | 1 | Front of Plantroom to main road |  | Automatic Sectional Door Motor | 1 | 0 |  | Automatic Technology Australia |  | GDO-9 DynamO gen-2 | [8 empty] | 27/4/2022 | 2 - Normal | 2 - Medium | 1 - Excellent |  | 3 - Normal
Tumut Ambulance Station | Tumut Ambulance Garage/Office | Ground | 1 | Exit door at rear |  | Automatic Roller Door Motor | 1 | 0 |  | Automatic Technology Australia | [10 empty] | 27/4/2022 | 2 - Normal | 2 - Medium | 1 - Excellent |  | 3 - Normal
Tumut Ambulance Station | Tumut Ambulance Garage/Office | Ground | 1 | Exit door at rear | TMT-0023 | Automatic Roller Door | 1 | TMT-0023 |  | B&D Roll-A-Door |  |  |  |  | 2.6 | 5.2 |  |  |  |  | 27/4/2022 | 2 - Normal | 2 - Medium | 1 - Excellent |  | 3 - Normal
Tumut Ambulance Station | Tumut Ambulance Garage/Office | Ground | 1 | Front door to road | TMT-0024 | Automatic Sectional Door | 1 | TMT-0024 |  | B&D |  |  |  |  | 2.8 | 5.8 |  |  |  |  | 27/4/2022 | 2 - Normal | 2 - Medium | 1 - Excellent |  | 3 - Normal
Tumut Ambulance Station | Tumut Ambulance Garage/Office | Ground | 1 |  | TMT-0025 | Distribution Board | 1 | TMT-0025 | [12 empty] | 27/4/2022 | 2 - Normal | 2 - Medium | 1 - Excellent |  | 3 - Normal
Tumut Ambulance Station | Tumut Ambulance Garage/Office | Ground | 1 | On distribution board |  | RCBO | 2 | 0 |  | Hager |  | AD810T C10 | [5 empty] | TMT-0025 |  |  | 27/4/2022 | 2 - Normal | 2 - Medium | 1 - Excellent |  | 3 - Normal
Tumut Ambulance Station | Tumut Ambulance Garage/Office | Ground | 1 | On distribution board |  | RCBO | 2 | 0 |  | Hager |  | AD810T C10 | [5 empty] | TMT-0025 |  |  | 27/4/2022 | 2 - Normal | 2 - Medium | 1 - Excellent |  | 3 - Normal
Tumut Ambulance Station | Tumut Ambulance Garage/Office | Ground | 1 | On distribution board |  | RCBO | 3 | 0 |  | Hager |  | AD816T C16 | [5 empty] | TMT-0025 |  |  | 27/4/2022 | 2 - Normal | 2 - Medium | 1 - Excellent |  | 3 - Normal
Tumut Ambulance Station | Tumut Ambulance Garage/Office | Ground | 1 | On distribution board |  | RCBO | 3 | 0 |  | Hager |  | AD816T C16 | [5 empty] | TMT-0025 |  |  | 27/4/2022 | 2 - Normal | 2 - Medium | 1 - Excellent |  | 3 - Normal
Tumut Ambulance Station | Tumut Ambulance Garage/Office | Ground | 1 | On distribution board |  | RCBO | 3 | 0 |  | Hager |  | AD816T C16 | [5 empty] | TMT-0025 |  |  | 27/4/2022 | 2 - Normal | 2 - Medium | 1 - Excellent |  | 3 - Normal
Tumut Ambulance Station | Tumut Ambulance Garage/Office | Ground | 1 | On distribution board |  | RCBO | 2 | 0 |  | Hager |  | AD820T C20 | [8 empty] | 27/4/2022 | 2 - Normal | 2 - Medium | 1 - Excellent |  | 3 - Normal
Tumut Ambulance Station | Tumut Ambulance Garage/Office | Ground | 1 | On distribution board |  | RCBO | 2 | 0 |  | Hager |  | AD820T C20 | [8 empty] | 27/4/2022 | 2 - Normal | 2 - Medium | 1 - Excellent |  | 3 - Normal
Gundagai Ambulance Station | Gundagai Ambulance Station | Ground | 2 | Above lounge |  | Smoke Detector | 1 | 0 | [12 empty] | 27/4/2022 | 2 - Normal | 2 - Medium | 1 - Excellent |  | 3 - Normal
Gundagai Ambulance Station | Gundagai Ambulance Station | Ground | 2 |  | GUN-0001 | A/C Unit Split (Indoor) | 1 | GUN-0001 |  | Fujitsu |  | ASTB24LDC | E008006 | [7 empty] | 27/4/2022 | 2 - Normal | 2 - Medium | 1 - Excellent |  | 3 - Normal
Gundagai Ambulance Station | Gundagai Ambulance Station | Ground | 2 |  | GUN-0002 | Fire Extinguisher (Dry Chemical) | 1 | GUN-0002 | [12 empty] | 27/4/2022 | 2 - Normal | 2 - Medium | 1 - Excellent |  | 3 - Normal
Gundagai Ambulance Station | Gundagai Ambulance Station | Ground | 2 |  | GUN-0002 | Fire Blanket | 1 | GUN-0002 | [12 empty] | 27/4/2022 | 2 - Normal | 2 - Medium | 1 - Excellent |  | 3 - Normal
Gundagai Ambulance Station | Gundagai Ambulance Station | Ground | 3 |  |  | Smoke Detector | 1 | 0 | [12 empty] | 27/4/2022 | 2 - Normal | 2 - Medium | 1 - Excellent |  | 3 - Normal
Gundagai Ambulance Station | Gundagai Ambulance Station | Ground | 6 |  |  | Smoke Detector | 1 | 0 | [12 empty] | 27/4/2022 | 2 - Normal | 2 - Medium | 1 - Excellent |  | 3 - Normal
Gundagai Ambulance Station | Gundagai Ambulance Station | Ground | 6 |  | GUN-0004 | A/C Unit Split (Indoor) | 1 | GUN-0004 |  | Fujitsu |  | ASTA09LCC | E095950 | [7 empty] | 27/4/2022 | 2 - Normal | 2 - Medium | 1 - Excellent |  | 3 - Normal
Gundagai Ambulance Station | Gundagai Ambulance Station | Ground | 7 |  | GUN-0005 | Fire Hose Reel | 1 | GUN-0005 |  | Wormald |  | 36m | [8 empty] | 27/4/2022 | 2 - Normal | 2 - Medium | 1 - Excellent |  | 3 - Normal
Gundagai Ambulance Station | Gundagai Ambulance Station | Ground | 7 | Back wall |  | Wallmount Battery Charger | 1 | 0 |  | Durst |  | BCSW - 1245 B | 125204 | [7 empty] | 27/4/2022 | 2 - Normal | 2 - Medium | 1 - Excellent |  | 3 - Normal
Gundagai Ambulance Station | Gundagai Ambulance Station | Ground | 7 | Back wall |  | Vehicle Battery Charger | 1 | 0 |  | Durst |  | BCS-1245C | A90918034 | [7 empty] | 27/4/2022 | 2 - Normal | 2 - Medium | 1 - Excellent |  | 3 - Normal
Gundagai Ambulance Station | Gundagai Ambulance Station | Ground | 7 | Back wall |  | Wallmount Battery Charger | 1 | 0 |  | Durst |  | BCSW - 1245 B | 125223 | [7 empty] | 27/4/2022 | 2 - Normal | 2 - Medium | 1 - Excellent |  | 3 - Normal
Gundagai Ambulance Station | Gundagai Ambulance Station | Ground | 7 | Back wall |  | Vehicle Battery Charger | 1 | 0 |  | Durst |  | BCS-1245C | A90416106 | [7 empty] | 27/4/2022 | 2 - Normal | 2 - Medium | 1 - Excellent |  | 3 - Normal
Gundagai Ambulance Station | Gundagai Ambulance Station | Ground | 7 | Back wall corner |  | Vehicle Battery Charger | 1 | 0 |  | Durst |  | BCS-1225C | A90610140 | [7 empty] | 27/4/2022 | 2 - Normal | 2 - Medium | 1 - Excellent |  | 3 - Normal
Gundagai Ambulance Station | Gundagai Ambulance Station | Ground | 7 | Far wall | GUN-0006 | Fire Extinguisher (Dry Chemical) | 1 | GUN-0006 | [12 empty] | 27/4/2022 | 2 - Normal | 2 - Medium | 1 - Excellent |  | 3 - Normal
Gundagai Ambulance Station | Gundagai Ambulance Station | Ground | 7 | Station wall | GUN-0007 | Fire Extinguisher (Dry Chemical) | 1 | GUN-0007 | [12 empty] | 27/4/2022 | 2 - Normal | 2 - Medium | 1 - Excellent |  | 3 - Normal
Gundagai Ambulance Station | Gundagai Ambulance Station | Ground | 7 | Furthest from station |  | Automatic Roller Door Motor | 1 | 0 |  | Merlin | 10/4/2014 | MR850EVO | [8 empty] | 27/4/2022 | 2 - Normal | 2 - Medium | 1 - Excellent |  | 3 - Normal
Gundagai Ambulance Station | Gundagai Ambulance Station | Ground | 7 | Centre roller door |  | Automatic Roller Door Motor | 1 | 0 |  | Merlin | 10/4/2014 | MR850EVO | [8 empty] | 27/4/2022 | 2 - Normal | 2 - Medium | 1 - Excellent |  | 3 - Normal
Gundagai Ambulance Station | Gundagai Ambulance Station | Ground | 7 | Closest to station |  | Automatic Roller Door Motor | 1 | 0 |  | Merlin | 10/4/2004 | MR850EVO | [8 empty] | 27/4/2022 | 2 - Normal | 2 - Medium | 1 - Excellent |  | 3 - Normal
Gundagai Ambulance Station | Gundagai Ambulance Station | Ground | 7 | Furthest from station | GUN-0010 | Automatic Roller Door | 1 | GUN-0010 |  | B&D |  |  |  |  | 2.7 | 3.7 |  |  |  |  | 27/4/2022 | 2 - Normal | 2 - Medium | 1 - Excellent |  | 3 - Normal
Gundagai Ambulance Station | Gundagai Ambulance Station | Ground | 7 | Centre roller door | GUN-0009 | Automatic Roller Door | 1 | GUN-0009 |  | B&D |  |  |  |  | 2.7 | 3.75 |  |  |  |  | 27/4/2022 | 2 - Normal | 2 - Medium | 1 - Excellent |  | 3 - Normal
Gundagai Ambulance Station | Gundagai Ambulance Station | Ground | 7 | Closest to station | GUN-0008 | Automatic Roller Door | 1 | GUN-0008 |  | B&D |  |  |  |  | 2.7 | 3.72 |  |  |  |  | 27/4/2022 | 2 - Normal | 2 - Medium | 1 - Excellent |  | 3 - Normal
Gundagai Ambulance Station | Gundagai Ambulance Station | Ground | 8 |  | GUN-0011 | Safe | 1 | GUN-0011 |  | Guardall | [10 empty] | 27/4/2022 | 2 - Normal | 2 - Medium | 1 - Excellent |  | 3 - Normal
Gundagai Ambulance Station | Gundagai Ambulance Station | Ground | 8 |  |  | EKA controller box | 1 | 0 | [12 empty] | 27/4/2022 | 2 - Normal | 2 - Medium | 1 - Excellent |  | 3 - Normal
Gundagai Ambulance Station | Gundagai Ambulance Station | Ground | 10 | Front of station | GUN-0013 | A/C Unit Split (Outdoor) | 1 | GUN-0013 |  |  |  | AOTS24LDC | E008285 | [7 empty] | 27/4/2022 | 2 - Normal | 2 - Medium | 1 - Excellent |  | 3 - Normal
Gundagai Ambulance Station | Gundagai Ambulance Station | Ground | 10 | Side station | GUN-0014 | Main Switchboard | 1 | GUN-0014 |  | Butler and Reardon | [10 empty] | 27/4/2022 | 2 - Normal | 2 - Medium | 1 - Excellent |  | 3 - Normal
Gundagai Ambulance Station | Gundagai Ambulance Station | Ground | 10 | On main switchboard |  | RCD | 2 | 0 |  | Clipsal |  | 4EBE220/30 | [5 empty] | GUN-0014 |  |  | 27/4/2022 | 2 - Normal | 2 - Medium | 1 - Excellent |  | 3 - Normal
Gundagai Ambulance Station | Gundagai Ambulance Station | Ground | 10 | On main switchboard |  | RCD | 2 | 0 |  | Clipsal |  | 4EBE220/30 | [5 empty] | GUN-0014 |  |  | 27/4/2022 | 2 - Normal | 2 - Medium | 1 - Excellent |  | 3 - Normal
Gundagai Ambulance Station | Gundagai Ambulance Station | Ground | 10 | On main switchboard |  | RCBO | 1 | 0 |  | General Electric |  | DDM60 C20 | [5 empty] | GUN-0014 |  |  | 27/4/2022 | 2 - Normal | 2 - Medium | 1 - Excellent |  | 3 - Normal
Gundagai Ambulance Station | Gundagai Ambulance Station | Ground | 10 | Side station | GUN-0015 | Hot Water Heater | 1 | GUN-0015 |  | Vulcan | 8/12/2006 | 66125007 | 3000984 | 250 | [6 empty] | 27/4/2022 | 2 - Normal | 2 - Medium | 2 |  | 3 - Normal
Gundagai Ambulance Station | Gundagai Ambulance Station | Ground | 10 |  | GUN-0016 | A/C Unit Split (Outdoor) | 1 | GUN-0016 |  | Fujitsu |  | AOTR09LCC | [8 empty] | 27/4/2022 | 2 - Normal | 2 - Medium | 1 - Excellent |  | 3 - Normal
Gundagai Ambulance Station | Gundagai Ambulance Station | Ground | 10 | On external hot water heater |  | TMV | 1 | 0 |  | Tomson | [10 empty] | 27/4/2022 | 2 - Normal | 2 - Medium | 1 - Excellent |  | 3 - Normal
Tumbarumba Ambulance Station | Tumbarumba Ambulance Station | Ground | 1 |  | TUM-0001 | Fie Extinguisher (Powder) | 1 | TUM-0001 | [12 empty] | 28/4/2022 | 2 - Normal | 2 - Medium | 1 - Excellent |  | 3 - Normal
Tumbarumba Ambulance Station | Tumbarumba Ambulance Station | Ground | 2 |  |  | Smoke Detector | 1 | 0 | [12 empty] | 28/4/2022 | 2 - Normal | 2 - Medium | 1 - Excellent |  | 3 - Normal
Tumbarumba Ambulance Station | Tumbarumba Ambulance Station | Ground | 2 |  | TUM-0002 | Fire Blanket | 1 | TUM-0002 | [12 empty] | 28/4/2022 | 2 - Normal | 2 - Medium | 1 - Excellent |  | 3 - Normal
Tumbarumba Ambulance Station | Tumbarumba Ambulance Station | Ground | 2 | Wall mounted | TUM-0003 | A/C Unit Singular | 1 | TUM-0003 |  | Teco | [10 empty] | 28/4/2022 | 2 - Normal | 2 - Medium | 1 - Excellent |  | 3 - Normal
Tumbarumba Ambulance Station | Tumbarumba Ambulance Station | Ground | 2 |  | TUM-0004 | Gas Heater | 1 | TUM-0004 |  | Braemar |  | HEATER WF25P | W14090146 | [7 empty] | 28/4/2022 | 2 - Normal | 2 - Medium | 1 - Excellent |  | 3 - Normal
Tumbarumba Ambulance Station | Tumbarumba Ambulance Station | Ground | 5 |  | TUM-0005 | Safe | 1 | TUM-0005 |  | CMI | [10 empty] | 28/4/2022 | 2 - Normal | 2 - Medium | 1 - Excellent |  | 3 - Normal
Tumbarumba Ambulance Station | Tumbarumba Ambulance Station | Ground | 5 |  | TUM-0006 | A/C Unit Split (Indoor) | 1 | TUM-0006 |  | Mitsubishi | 1/1/2017 | DXK24ZMA-S | 735909075BE | [7 empty] | 28/4/2022 | 2 - Normal | 2 - Medium | 1 - Excellent |  | 3 - Normal
Tumbarumba Ambulance Station | Tumbarumba Ambulance Station | Ground | 5 |  | TUM-0007 | EKA controller box | 1 | TUM-0007 | [12 empty] | 28/4/2022 | 2 - Normal | 2 - Medium | 1 - Excellent |  | 3 - Normal
Tumbarumba Ambulance Station | Tumbarumba Ambulance Station | Ground | 5 |  | TUM-0008 | Safe | 1 | TUM-0008 |  | Guardall | [10 empty] | 28/4/2022 | 2 - Normal | 2 - Medium | 1 - Excellent |  | 3 - Normal
Tumbarumba Ambulance Station | Tumbarumba Ambulance Station | Ground | 5 |  | TUM-0009 | Gas Heater | 1 | TUM-0009 |  | Braemar |  | HEATER WF25P | W14090147 | [7 empty] | 28/4/2022 | 2 - Normal | 2 - Medium | 1 - Excellent |  | 3 - Normal
Tumbarumba Ambulance Station | Tumbarumba Ambulance Station | Ground | 6 |  |  | Smoke Detector | 1 | 0 | [12 empty] | 28/4/2022 | 2 - Normal | 2 - Medium | 1 - Excellent |  | 3 - Normal
Tumbarumba Ambulance Station | Tumbarumba Ambulance Station | Ground | 6 |  | TUM-0010 | Fire Blanket | 1 | TUM-0010 | [12 empty] | 28/4/2022 | 2 - Normal | 2 - Medium | 1 - Excellent |  | 3 - Normal
Tumbarumba Ambulance Station | Tumbarumba Ambulance Station | Ground | 6 | Under sink |  | Water filter | 1 | 0 |  | Aqua Safe | [10 empty] | 28/4/2022 | 2 - Normal | 2 - Medium | 1 - Excellent |  | 3 - Normal
Tumbarumba Ambulance Station | Tumbarumba Ambulance Station | Ground | 10 | Next to station door | TUM-0011 | Fie Extinguisher (Powder) | 1 | TUM-0011 | [12 empty] | 28/4/2022 | 2 - Normal | 2 - Medium | 1 - Excellent |  | 3 - Normal
Tumbarumba Ambulance Station | Tumbarumba Ambulance Station | Ground | 10 |  |  | Vehicle Battery Charger | 1 | 0 |  | Durst |  | BCS-1225C | A91214055 | [7 empty] | 28/4/2022 | 2 - Normal | 2 - Medium | 1 - Excellent |  | 3 - Normal
Tumbarumba Ambulance Station | Tumbarumba Ambulance Station | Ground | 10 |  |  | Wallmount Battery Charger | 1 | 0 |  | Durst |  | BCSW - 1225 BS | 122538 | [7 empty] | 28/4/2022 | 2 - Normal | 2 - Medium | 1 - Excellent |  | 3 - Normal
Tumbarumba Ambulance Station | Tumbarumba Ambulance Station | Ground | 10 |  |  | Vehicle Battery Charger | 1 | 0 |  | Durst |  | BCS-1245C | A90121041 | [7 empty] | 28/4/2022 | 2 - Normal | 2 - Medium | 1 - Excellent |  | 3 - Normal
Tumbarumba Ambulance Station | Tumbarumba Ambulance Station | Ground | 10 |  |  | Wallmount Battery Charger | 1 | 0 |  | Durst |  | BCSW - 1245 B | 125229 | [7 empty] | 28/4/2022 | 2 - Normal | 2 - Medium | 1 - Excellent |  | 3 - Normal
Tumbarumba Ambulance Station | Tumbarumba Ambulance Station | Ground | 10 |  |  | Vehicle Battery Charger | 1 | 0 |  | Durst |  | BCS-1245C | A91216092 | [7 empty] | 28/4/2022 | 2 - Normal | 2 - Medium | 1 - Excellent |  | 3 - Normal
Tumbarumba Ambulance Station | Tumbarumba Ambulance Station | Ground | 10 |  | TUM-0012 | Fire Hose Reel | 1 | TUM-0012 |  | LKS | 28/4/2005 | [9 empty] | 28/4/2022 | 2 - Normal | 2 - Medium | 1 - Excellent |  | 3 - Normal
Tumbarumba Ambulance Station | Tumbarumba Ambulance Station | Ground | 10 | Corner plant | TUM-0013 | Fire Extinguisher (Dry Chemical) | 1 | TUM-0013 | [12 empty] | 28/4/2022 | 2 - Normal | 2 - Medium | 1 - Excellent |  | 3 - Normal
Tumbarumba Ambulance Station | Tumbarumba Ambulance Station | Ground | 10 |  |  | Automatic Roller Door Motor | 1 | 0 |  | Merlin |  | MR850EVO | [8 empty] | 28/4/2022 | 2 - Normal | 2 - Medium | 1 - Excellent |  | 3 - Normal
Tumbarumba Ambulance Station | Tumbarumba Ambulance Station | Ground | 10 |  |  | Automatic Roller Door Motor | 1 | 0 |  | Merlin |  | MR850EVO | [8 empty] | 28/4/2022 | 2 - Normal | 2 - Medium | 1 - Excellent |  | 3 - Normal
Tumbarumba Ambulance Station | Tumbarumba Ambulance Station | Ground | 10 |  |  | Automatic Roller Door Motor | 1 | 0 |  | Merlin |  | MR850EVO | [8 empty] | 28/4/2022 | 2 - Normal | 2 - Medium | 1 - Excellent |  | 3 - Normal
Tumbarumba Ambulance Station | Tumbarumba Ambulance Station | Ground | 10 |  |  | Automatic Roller Door Motor | 1 | 0 |  | Merlin |  | MR850EVO | [8 empty] | 28/4/2022 | 2 - Normal | 2 - Medium | 1 - Excellent |  | 3 - Normal
Tumbarumba Ambulance Station | Tumbarumba Ambulance Station | Ground | 10 | Closest to station | TUM-0014 | Automatic Roller Door | 1 | TUM-0014 | [6 empty] | 3.2 | 3.5 |  |  |  |  | 28/4/2022 | 2 - Normal | 2 - Medium | 1 - Excellent |  | 3 - Normal
Tumbarumba Ambulance Station | Tumbarumba Ambulance Station | Ground | 10 | 2nd from station | TUM-0015 | Automatic Roller Door | 1 | TUM-0015 | [6 empty] | 3.2 | 3.5 |  |  |  |  | 28/4/2022 | 2 - Normal | 2 - Medium | 1 - Excellent |  | 3 - Normal
Tumbarumba Ambulance Station | Tumbarumba Ambulance Station | Ground | 10 | 3rd from station | TUM-0016 | Automatic Roller Door | 1 | TUM-0016 | [6 empty] | 3.2 | 3.5 |  |  |  |  | 28/4/2022 | 2 - Normal | 2 - Medium | 1 - Excellent |  | 3 - Normal
Tumbarumba Ambulance Station | Tumbarumba Ambulance Station | Ground | 10 | Furthest from station | TUM-0017 | Automatic Roller Door | 1 | TUM-0017 | [6 empty] | 3.2 | 3.5 |  |  |  |  | 28/4/2022 | 2 - Normal | 2 - Medium | 1 - Excellent |  | 3 - Normal
Tumbarumba Ambulance Station | Tumbarumba Ambulance Station | Ground | 14 |  | TUM-0018 | Distribution Board | 1 | TUM-0018 |  | Email | [10 empty] | 28/4/2022 | 2 - Normal | 2 - Medium | 1 - Excellent |  | 3 - Normal
Tumbarumba Ambulance Station | Tumbarumba Ambulance Station | Ground | 14 | On distribution board |  | RCD | 3 | 0 |  | Eaton |  | ELQ N20187 10A | [5 empty] | TUM-0018 |  |  | 28/4/2022 | 2 - Normal | 2 - Medium | 1 - Excellent |  | 3 - Normal
Tumbarumba Ambulance Station | Tumbarumba Ambulance Station | Ground | 14 | On distribution board |  | RCD | 3 | 0 |  | Eaton |  | ELQ N20187 10A | [5 empty] | TUM-0018 |  |  | 28/4/2022 | 2 - Normal | 2 - Medium | 1 - Excellent |  | 3 - Normal
Tumbarumba Ambulance Station | Tumbarumba Ambulance Station | Ground | 14 | On distribution board |  | RCD | 3 | 0 |  | Eaton |  | ELQ N20187 10A | [5 empty] | TUM-0018 |  |  | 28/4/2022 | 2 - Normal | 2 - Medium | 1 - Excellent |  | 3 - Normal
Tumbarumba Ambulance Station | Tumbarumba Ambulance Station | Ground | 14 |  |  | RCD | 12 | 0 |  | Eaton |  | ELQ N20187 16A | [5 empty] | TUM-0018 |  |  | 28/4/2022 | 2 - Normal | 2 - Medium | 1 - Excellent |  | 3 - Normal
Tumbarumba Ambulance Station | Tumbarumba Ambulance Station | Ground | 14 |  |  | RCD | 12 | 0 |  | Eaton |  | ELQ N20187 16A | [5 empty] | TUM-0018 |  |  | 28/4/2022 | 2 - Normal | 2 - Medium | 1 - Excellent |  | 3 - Normal
Tumbarumba Ambulance Station | Tumbarumba Ambulance Station | Ground | 14 |  |  | RCD | 12 | 0 |  | Eaton |  | ELQ N20187 16A | [5 empty] | TUM-0018 |  |  | 28/4/2022 | 2 - Normal | 2 - Medium | 1 - Excellent |  | 3 - Normal
Tumbarumba Ambulance Station | Tumbarumba Ambulance Station | Ground | 14 |  |  | RCD | 12 | 0 |  | Eaton |  | ELQ N20187 16A | [5 empty] | TUM-0018 |  |  | 28/4/2022 | 2 - Normal | 2 - Medium | 1 - Excellent |  | 3 - Normal
Tumbarumba Ambulance Station | Tumbarumba Ambulance Station | Ground | 14 |  |  | RCD | 12 | 0 |  | Eaton |  | ELQ N20187 16A | [5 empty] | TUM-0018 |  |  | 28/4/2022 | 2 - Normal | 2 - Medium | 1 - Excellent |  | 3 - Normal
Tumbarumba Ambulance Station | Tumbarumba Ambulance Station | Ground | 14 |  |  | RCD | 12 | 0 |  | Eaton |  | ELQ N20187 16A | [5 empty] | TUM-0018 |  |  | 28/4/2022 | 2 - Normal | 2 - Medium | 1 - Excellent |  | 3 - Normal
Tumbarumba Ambulance Station | Tumbarumba Ambulance Station | Ground | 14 |  |  | RCD | 12 | 0 |  | Eaton |  | ELQ N20187 16A | [5 empty] | TUM-0018 |  |  | 28/4/2022 | 2 - Normal | 2 - Medium | 1 - Excellent |  | 3 - Normal
Tumbarumba Ambulance Station | Tumbarumba Ambulance Station | Ground | 14 |  |  | RCD | 12 | 0 |  | Eaton |  | ELQ N20187 16A | [5 empty] | TUM-0018 |  |  | 28/4/2022 | 2 - Normal | 2 - Medium | 1 - Excellent |  | 3 - Normal
Tumbarumba Ambulance Station | Tumbarumba Ambulance Station | Ground | 14 |  |  | RCD | 12 | 0 |  | Eaton |  | ELQ N20187 16A | [5 empty] | TUM-0018 |  |  | 28/4/2022 | 2 - Normal | 2 - Medium | 1 - Excellent |  | 3 - Normal
Tumbarumba Ambulance Station | Tumbarumba Ambulance Station | Ground | 14 |  |  | RCD | 12 | 0 |  | Eaton |  | ELQ N20187 16A | [5 empty] | TUM-0018 |  |  | 28/4/2022 | 2 - Normal | 2 - Medium | 1 - Excellent |  | 3 - Normal
Tumbarumba Ambulance Station | Tumbarumba Ambulance Station | Ground | 14 |  |  | RCD | 12 | 0 |  | Eaton |  | ELQ N20187 16A | [5 empty] | TUM-0018 |  |  | 28/4/2022 | 2 - Normal | 2 - Medium | 1 - Excellent |  | 3 - Normal
Tumbarumba Ambulance Station | Tumbarumba Ambulance Station | Ground | 14 |  |  | RCD | 12 | 0 |  | Eaton |  | ELQ N20187 16A | [5 empty] | TUM-0018 |  |  | 28/4/2022 | 2 - Normal | 2 - Medium | 1 - Excellent |  | 3 - Normal
Tumbarumba Ambulance Station | Tumbarumba Ambulance Station | Ground | 14 |  |  | RCD | 1 | 0 |  | Eaton |  | ELQ N20187 20A | [5 empty] | TUM-0018 |  |  | 28/4/2022 | 2 - Normal | 2 - Medium | 1 - Excellent |  | 3 - Normal
Tumbarumba Ambulance Station | Tumbarumba Ambulance Station | Ground | 15 | Front of station in semi walled off area | TUM-0019 | Hot Water Heater | 1 | TUM-0019 |  | Rheem |  | 871M24PF-C | 11.04-560041 | [7 empty] | 28/4/2022 | 2 - Normal | 2 - Medium | 1 - Excellent |  | 3 - Normal
Tumbarumba Ambulance Station | Tumbarumba Ambulance Station | Ground | 15 | Back of station | TUM-0020 | A/C Unit Split (Outdoor) | 1 | TUM-0020 |  | Mitsubishi | 1/1/2017 | DXC24ZMA-S | 773409437BE | [7 empty] | 28/4/2022 | 2 - Normal | 2 - Medium | 1 - Excellent |  | 3 - Normal
Holbrook MPS | Holbrook MPS | Ground | 2166 |  | HOLB0066 | Fire Hose Reel | 1 | HOLB0066 |  | Chubb | 1/1/2003 | Quick Fit Hose Reel | [8 empty] | 4/5/2022 | 2 - Normal | 2 - Medium | 1 - Excellent |  | 3 - Normal |  | 2166 is the old space. MLHD need to create new space which will be “entry”
Holbrook MPS | Holbrook MPS | Ground | 2166 |  |  | Fire Extinguisher (C02) | 1 | 0 | [12 empty] | 4/5/2022 | 2 - Normal | 2 - Medium | 1 - Excellent |  | 3 - Normal |  | 2166 is the old space. MLHD need to create new space which will be “entry”
Holbrook MPS | Holbrook MPS | Ground | 2166 |  |  | Thermal Heat Detector | 1 | 0 | [12 empty] | 4/5/2022 | 2 - Normal | 2 - Medium | 1 - Excellent |  | 3 - Normal |  | 2166 is the old space. MLHD need to create new space which will be “entry”
Holbrook MPS | Holbrook MPS | Ground | 2166 |  |  | Emergency Exit Light (Spitfire) | 1 | 0 | [12 empty] | 4/5/2022 | 2 - Normal | 2 - Medium | 1 - Excellent |  | 3 - Normal
Holbrook MPS | Holbrook MPS | Ground | 2166 |  |  | Emergency Exit Light (Green) | 1 | 0 |  | E&E Lighting Australia |  | All in one easy exit | [8 empty] | 4/5/2022 | 2 - Normal | 2 - Medium | 1 - Excellent |  | 3 - Normal
Holbrook MPS | Holbrook MPS | Ground | 2166 |  |  | A/C Unit Split (Indoor) | 1 | 0 |  | Daikin |  | FTXE25BVMA | 3900347 | [7 empty] | 4/5/2022 | 2 - Normal | 2 - Medium | 1 - Excellent |  | 3 - Normal
Holbrook MPS | Holbrook MPS | Ground | 2166 |  |  | Smoke Detector | 1 | 0 | [12 empty] | 4/5/2022 | 2 - Normal | 2 - Medium | 1 - Excellent |  | 3 - Normal
Holbrook MPS | Holbrook MPS | Ground | 2166 | Linking the corridor |  | Fire Door | 1 | 0 |  | H.F.D. INSTALLATIONS | 1/1/2004 |  | 244 | [7 empty] | 4/5/2022 | 2 - Normal | 2 - Medium | 1 - Excellent |  | 3 - Normal
Holbrook MPS | Holbrook MPS | Ground | 2166 | Linking the corridor |  | Fire Door | 1 | 0 |  | H.F.D. INSTALLATIONS | 1/1/2004 |  | 245 | [7 empty] | 4/5/2022 | 2 - Normal | 2 - Medium | 1 - Excellent |  | 3 - Normal
Holbrook MPS | Holbrook MPS | Ground | 2166 |  |  | Emergency Exit Light (Green) | 1 | 0 |  | Bardic |  | EZYLEDLP | [8 empty] | 4/5/2022 | 2 - Normal | 2 - Medium | 1 - Excellent |  | 3 - Normal |  | 2166 is the old space. MLHD need to create new space which will be “corridor”
Holbrook MPS | Holbrook MPS | Ground | 2166 |  |  | Emergency Exit Light (Green) | 1 | 0 |  | Bardic |  | EZYLEDLP | [8 empty] | 4/5/2022 | 2 - Normal | 2 - Medium | 1 - Excellent |  | 3 - Normal |  | 2166 is the old space. MLHD need to create new space which will be “corridor”
Holbrook MPS | Holbrook MPS | Ground | 2166 |  |  | Smoke Detector | 1 | 0 | [12 empty] | 4/5/2022 | 2 - Normal | 2 - Medium | 1 - Excellent |  | 3 - Normal |  | 2166 is the old space. MLHD need to create new space which will be “corridor”
Holbrook MPS | Holbrook MPS | Ground | 2166 |  |  | Smoke Detector (Concealed) | 1 | 0 | [12 empty] | 4/5/2022 | 2 - Normal | 2 - Medium | 1 - Excellent |  | 3 - Normal |  | 2166 is the old space. MLHD need to create new space which will be “corridor”
Holbrook MPS | Holbrook MPS | Ground | 2136 |  |  | Smoke Detector | 1 | 0 | [12 empty] | 4/5/2022 | 2 - Normal | 2 - Medium | 1 - Excellent |  | 3 - Normal
Holbrook MPS | Holbrook MPS | Ground | 2137 |  |  | Smoke Detector | 1 | 0 | [12 empty] | 4/5/2022 | 2 - Normal | 2 - Medium | 1 - Excellent |  | 3 - Normal
Holbrook MPS | Holbrook MPS | Ground | 2137 |  |  | Smoke Detector | 1 | 0 | [12 empty] | 4/5/2022 | 2 - Normal | 2 - Medium | 1 - Excellent |  | 3 - Normal |  | 2137 is the old space. MLHD need to create new space which will be “locker room”
Holbrook MPS | Holbrook MPS | Ground | 2137 |  |  | Smoke Detector (Concealed) | 1 | 0 | [12 empty] | 4/5/2022 | 2 - Normal | 2 - Medium | 1 - Excellent |  | 3 - Normal |  | 2137 is the old space. MLHD need to create new space which will be “locker room”
Holbrook MPS | Holbrook MPS | Ground | 2137 |  |  | Thermal Heat Detector | 1 | 0 | [12 empty] | 4/5/2022 | 2 - Normal | 2 - Medium | 1 - Excellent |  | 3 - Normal |  | 2137 is the old space. MLHD need to create new space which will be “Bathroom”
Holbrook MPS | Holbrook MPS | Ground | 2135 |  |  | A/C Unit Split (Indoor) | 1 | 0 |  | Daikin |  | FTXE25BVMA | 3900342 | [7 empty] | 4/5/2022 | 2 - Normal | 2 - Medium | 1 - Excellent |  | 3 - Normal
Holbrook MPS | Holbrook MPS | Ground | 2135 |  |  | Smoke Detector | 1 | 0 | [12 empty] | 4/5/2022 | 2 - Normal | 2 - Medium | 1 - Excellent |  | 3 - Normal
Holbrook MPS | Holbrook MPS | Ground | 2167 |  |  | Fire Blanket | 1 | 0 | [12 empty] | 4/5/2022 | 2 - Normal | 2 - Medium | 1 - Excellent |  | 3 - Normal
Holbrook MPS | Holbrook MPS | Ground | 2167 |  |  | Thermal Heat Detector | 1 | 0 | [12 empty] | 4/5/2022 | 2 - Normal | 2 - Medium | 1 - Excellent |  | 3 - Normal
Holbrook MPS | Holbrook MPS | Ground | 2167 |  |  | ZIP Hot Water Service | 1 | 0 |  | ZIP |  | Hydroboil | [8 empty] | 4/5/2022 | 2 - Normal | 2 - Medium | 1 - Excellent |  | 3 - Normal
Holbrook MPS | Holbrook MPS | Ground | 2167 |  |  | A/C Unit Split (Indoor) | 1 | 0 |  | Daikin |  | FTXS35LVMA | E005820 | [7 empty] | 4/5/2022 | 2 - Normal | 2 - Medium | 1 - Excellent |  | 3 - Normal
Holbrook MPS | Holbrook MPS | Ground | 2168 |  |  | Fire Extinguisher (C02) | 1 | 0 | [12 empty] | 4/5/2022 | 2 - Normal | 2 - Medium | 1 - Excellent |  | 3 - Normal
Holbrook MPS | Holbrook MPS | Ground | 2168 |  |  | Thermal Heat Detector | 5 | 0 | [12 empty] | 4/5/2022 | 2 - Normal | 2 - Medium | 1 - Excellent |  | 3 - Normal
Holbrook MPS | Holbrook MPS | Ground | 2168 |  |  | Thermal Heat Detector | 5 | 0 | [12 empty] | 4/5/2022 | 2 - Normal | 2 - Medium | 1 - Excellent |  | 3 - Normal
Holbrook MPS | Holbrook MPS | Ground | 2168 |  |  | Thermal Heat Detector | 5 | 0 | [12 empty] | 4/5/2022 | 2 - Normal | 2 - Medium | 1 - Excellent |  | 3 - Normal
Holbrook MPS | Holbrook MPS | Ground | 2168 |  |  | Thermal Heat Detector | 5 | 0 | [12 empty] | 4/5/2022 | 2 - Normal | 2 - Medium | 1 - Excellent |  | 3 - Normal
Holbrook MPS | Holbrook MPS | Ground | 2168 |  |  | Thermal Heat Detector | 5 | 0 | [12 empty] | 4/5/2022 | 2 - Normal | 2 - Medium | 1 - Excellent |  | 3 - Normal
Holbrook | Holbrook | Ground | 2168 |  |  | Emergency Exit Light (Green) | 1 | 0 |  | Bardic |  | MLEDLP | [8 empty] | 4/5/2022 | 2 - Normal | 2 - Medium | 1 - Excellent |  | 3 - Normal
Holbrook MPS | Holbrook MPS | Ground | 2168 |  |  | Emergency Exit Light (Green) | 1 | 0 |  | E&E Lighting Australia |  | All in one easy exit | [8 empty] | 4/5/2022 | 2 - Normal | 2 - Medium | 1 - Excellent |  | 3 - Normal
Holbrook MPS | Holbrook MPS | Ground | 2168 |  |  | Wallmount Battery Charger | 1 | 0 |  | Durst |  | BCSW - 1245 B | 125711 | [7 empty] | 4/5/2022 | 2 - Normal | 2 - Medium | 1 - Excellent |  | 3 - Normal
Holbrook MPS | Holbrook MPS | Ground | 2168 |  |  | Vehicle Battery Charger | 1 | 0 |  | Durst |  | BCS-1245C | A90121019 | [7 empty] | 4/5/2022 | 2 - Normal | 2 - Medium | 1 - Excellent |  | 3 - Normal
Holbrook MPS | Holbrook MPS | Ground | 2168 |  |  | Wallmount Battery Charger | 1 | 0 |  | Durst |  | BCSW-1245 C | 126624 | [7 empty] | 4/5/2022 | 2 - Normal | 2 - Medium | 1 - Excellent |  | 3 - Normal
Holbrook MPS | Holbrook MPS | Ground | 2168 |  |  | Vehicle Battery Charger | 1 | 0 |  | Durst |  | BCSW-1245 | A90821132 | [7 empty] | 4/5/2022 | 2 - Normal | 2 - Medium | 1 - Excellent |  | 3 - Normal
Holbrook MPS | Holbrook MPS | Ground | 2168 |  |  | Vehicle Battery Charger | 1 | 0 |  | Durst |  | BCS-1225C | A91214085 | [7 empty] | 4/5/2022 | 2 - Normal | 2 - Medium | 1 - Excellent |  | 3 - Normal
Holbrook MPS | Holbrook MPS | Ground | 2168 |  |  | RPZ | 1 | 0 |  | Wilkins | [10 empty] | 4/5/2022 | 2 - Normal | 2 - Medium | 1 - Excellent |  | 3 - Normal
Holbrook MPS | Holbrook MPS | Ground | 2168 |  |  | Main Switchboard | 1 | 0 |  | Heinelec |  | Circuit Breaker Switchboard | HMP18MD-814917 | [7 empty] | 4/5/2022 | 2 - Normal | 2 - Medium | 1 - Excellent |  | 3 - Normal
Holbrook MPS | Holbrook MPS | Ground | 2168 | On main switchboard- Electrical Distribution board room |  | RCD | 4 | 0 |  | Heinelec |  | CF1-ELA16-3 | [8 empty] | 4/5/2022 | 2 - Normal | 2 - Medium | 1 - Excellent |  | 3 - Normal
Holbrook MPS | Holbrook MPS | Ground | 2168 | On main switchboard- Electrical Distribution board room |  | RCD | 4 | 0 |  | Heinelec |  | CF1-ELA16-3 | [8 empty] | 4/5/2022 | 2 - Normal | 2 - Medium | 1 - Excellent |  | 3 - Normal
Holbrook MPS | Holbrook MPS | Ground | 2168 | On main switchboard- Electrical Distribution board room |  | RCD | 4 | 0 |  | Heinelec |  | CF1-ELA16-3 | [8 empty] | 4/5/2022 | 2 - Normal | 2 - Medium | 1 - Excellent |  | 3 - Normal
Holbrook MPS | Holbrook MPS | Ground | 2168 | On main switchboard- Electrical Distribution board room |  | RCD | 4 | 0 |  | Heinelec |  | CF1-ELA16-3 | [8 empty] | 4/5/2022 | 2 - Normal | 2 - Medium | 1 - Excellent |  | 3 - Normal
Holbrook MPS | Holbrook MPS | Ground | 2168 | In electrical distribution board room |  | EKA controller box | 1 | 0 | [12 empty] | 4/5/2022 | 2 - Normal | 2 - Medium | 1 - Excellent |  | 3 - Normal
Holbrook MPS | Holbrook MPS | Ground | 2168 | In electrical distribution board room |  | Smoke Detector | 1 | 0 | [12 empty] | 4/5/2022 | 2 - Normal | 2 - Medium | 1 - Excellent |  | 3 - Normal
Holbrook MPS | Holbrook MPS | Ground | Outside Station |  |  | Oil Separator Tank | 1 | 0 | [12 empty] | 4/5/2022 | 2 - Normal | 2 - Medium | 1 - Excellent |  | 3 - Normal
Holbrook MPS | Holbrook MPS | Ground | Outside Station |  |  | Oil Separator Pump | 1 | 0 |  | MONO |  | CP00251C1R8C | 15K66586/10 | [7 empty] | 4/5/2022 | 2 - Normal | 2 - Medium | 1 - Excellent |  | 3 - Normal
Holbrook MPS | Holbrook MPS | Ground | Outside Station |  |  | A/C Unit Split (Outdoor) | 1 | 0 |  | Daikin |  | RXS35LVMA | E006161 | [7 empty] | 4/5/2022 | 2 - Normal | 2 - Medium | 1 - Excellent |  | 3 - Normal
Holbrook MPS | Holbrook MPS | Ground | Outside station |  |  | A/C Unit Split (Outdoor) | 1 | 0 |  | Daikin |  | RXE25BVMA | 3901696 | [7 empty] | 4/5/2022 | 2 - Normal | 2 - Medium | 1 - Excellent |  | 3 - Normal
Holbrook MPS | Holbrook MPS | Ground | Outside station |  |  | A/C Unit Split (Outdoor) | 1 | 0 |  | Daikin |  | FTXE25BVMA | 3901687 | [7 empty] | 4/5/2022 | 2 - Normal | 2 - Medium | 1 - Excellent |  | 3 - Normal
Batlow MPS | Batlow Ambulance Station | Ground | 1112 |  |  | Emergency Exit Light (Spitfire) | 1 | 0 |  | Stanilite | [10 empty] | 4/5/2022 | 2 - Normal | 2 - Medium | 1 - Excellent |  | 3 - Normal
Batlow MPS | Batlow Ambulance Station | Ground | 1112 |  |  | Smoke Detector | 1 | 0 | [12 empty] | 4/5/2022 | 2 - Normal | 2 - Medium | 1 - Excellent |  | 3 - Normal
Batlow MPS | Batlow Ambulance Station | Ground | 2107 |  |  | Emergency Exit Light (Spitfire) | 1 | 0 |  | Stanilite | [10 empty] | 4/5/2022 | 2 - Normal | 2 - Medium | 1 - Excellent |  | 3 - Normal
Batlow MPS | Batlow Ambulance Station | Ground | 2107 |  |  | Emergency Exit Light (Spitfire) | 1 | 0 |  | Stanilite | [10 empty] | 4/5/2022 | 2 - Normal | 2 - Medium | 1 - Excellent |  | 3 - Normal
Batlow MPS | Batlow Ambulance Station | Ground | 2107 |  |  | Smoke Detector | 1 | 0 | [12 empty] | 4/5/2022 | 2 - Normal | 2 - Medium | 1 - Excellent |  | 3 - Normal
Batlow MPS | Batlow Ambulance Station | Ground | 2107 |  |  | Smoke Detector | 1 | 0 | [12 empty] | 4/5/2022 | 2 - Normal | 2 - Medium | 1 - Excellent |  | 3 - Normal
Batlow MPS | Batlow Ambulance Station | Ground | 2188 |  |  | Emergency Exit Light (Spitfire) | 1 | 0 | [12 empty] | 4/5/2022 | 2 - Normal | 2 - Medium | 1 - Excellent |  | 3 - Normal
Batlow MPS | Batlow Ambulance Station | Ground | 1141 |  |  | Emergency Exit Light (Green) | 1 | 0 |  | Stanilite | [10 empty] | 4/5/2022 | 2 - Normal | 2 - Medium | 1 - Excellent |  | 3 - Normal
Batlow MPS | Batlow Ambulance Station | Ground | 1141 |  |  | Smoke Detector | 1 | 0 | [12 empty] | 4/5/2022 | 2 - Normal | 2 - Medium | 1 - Excellent |  | 3 - Normal
Batlow MPS | Batlow Ambulance Station | Ground | 1141 |  |  | Emergency Exit Light (Spitfire) | 1 | 0 | [12 empty] | 4/5/2022 | 2 - Normal | 2 - Medium | 1 - Excellent |  | 3 - Normal
Batlow MPS | Batlow Ambulance Station | Ground | 1130 |  |  | Smoke Detector | 1 | 0 | [12 empty] | 4/5/2022 | 2 - Normal | 2 - Medium | 1 - Excellent |  | 3 - Normal
Batlow MPS | Batlow Ambulance Station | Ground | 1130 |  |  | Emergency Exit Light (Green) | 1 | 0 |  | Stanilite | [10 empty] | 4/5/2022 | 2 - Normal | 2 - Medium | 1 - Excellent |  | 3 - Normal
Batlow MPS | Batlow Ambulance Station | Ground | 2112 |  |  | Emergency Exit Light (Spitfire) | 1 | 0 | [12 empty] | 4/5/2022 | 2 - Normal | 2 - Medium | 1 - Excellent |  | 3 - Normal
Batlow MPS | Batlow Ambulance Station | Ground | 2112 |  |  | Smoke Detector | 1 | 0 | [12 empty] | 4/5/2022 | 2 - Normal | 2 - Medium | 1 - Excellent |  | 3 - Normal
Batlow MPS | Batlow Ambulance Station | Ground | 2111 |  |  | Smoke Detector | 1 | 0 | [12 empty] | 4/5/2022 | 2 - Normal | 2 - Medium | 1 - Excellent |  | 3 - Normal
Batlow MPS | Batlow Ambulance Station | Ground | 2111 |  |  | Emergency Exit Light (Spitfire) | 1 | 0 | [12 empty] | 4/5/2022 | 2 - Normal | 2 - Medium | 1 - Excellent |  | 3 - Normal
Batlow MPS | Batlow Ambulance Station | Ground | 2019 |  |  | Fire Hose Reel | 1 | 0 |  | Chubb | 1/1/2006 | [9 empty] | 4/5/2022 | 2 - Normal | 2 - Medium | 1 - Excellent |  | 3 - Normal
Batlow MPS | Batlow Ambulance Station | Ground | 2115 |  |  | Emergency Exit Light (Spitfire) | 1 | 0 |  | Stanilite | [10 empty] | 4/5/2022 | 2 - Normal | 2 - Medium | 1 - Excellent |  | 3 - Normal
Batlow MPS | Batlow Ambulance Station | Ground | 2115 |  |  | Smoke Detector | 1 | 0 | [12 empty] | 4/5/2022 | 2 - Normal | 2 - Medium | 1 - Excellent |  | 3 - Normal
Batlow MPS | Batlow Ambulance Station | Ground | 2116 |  |  | Thermal Heat Detector | 1 | 0 | [12 empty] | 4/5/2022 | 2 - Normal | 2 - Medium | 1 - Excellent |  | 3 - Normal
Batlow MPS | Batlow Ambulance Station | Ground | 2118 |  |  | Thermal Heat Detector | 1 | 0 | [12 empty] | 4/5/2022 | 2 - Normal | 2 - Medium | 1 - Excellent |  | 3 - Normal
Batlow MPS | Batlow Ambulance Station | Ground | 2118 |  |  | Thermal Heat Detector | 1 | 0 | [12 empty] | 4/5/2022 | 2 - Normal | 2 - Medium | 1 - Excellent |  | 3 - Normal
Batlow MPS | Batlow Ambulance Station | Ground | 2118 |  |  | Emergency Exit Light (Spitfire) | 1 | 0 |  | Stanilite | [10 empty] | 4/5/2022 | 2 - Normal | 2 - Medium | 1 - Excellent |  | 3 - Normal
Batlow MPS | Batlow Ambulance Station | Ground | 2110 |  |  | Thermal Heat Detector | 1 | 0 | [12 empty] | 4/5/2022 | 2 - Normal | 2 - Medium | 1 - Excellent |  | 3 - Normal
Batlow MPS | Batlow Ambulance Station | Ground | 2110 |  |  | Emergency Exit Light (Spitfire) | 1 | 0 |  | Stanilite | [10 empty] | 4/5/2022 | 2 - Normal | 2 - Medium | 1 - Excellent |  | 3 - Normal
Batlow MPS | Batlow Ambulance Station | Ground | 2110 |  |  | Emergency Exit Light (Green) | 1 | 0 |  | Stanilite | [10 empty] | 4/5/2022 | 2 - Normal | 2 - Medium | 1 - Excellent |  | 3 - Normal
Batlow MPS | Batlow Ambulance Station | Ground | 2110 |  |  | Kitchen Water Boiling Unit | 1 | 0 |  | Rheem | 13/4/2015 | 70105S-AU | 47 | 5 | [6 empty] | 4/5/2022 | 2 - Normal | 2 - Medium | 1 - Excellent |  | 3 - Normal
Batlow MPS | Batlow Ambulance Station | Ground | 2110 |  |  | Fire Blanket | 1 | 0 |  | Chubb | [10 empty] | 4/5/2022 | 2 - Normal | 2 - Medium | 1 - Excellent |  | 3 - Normal
Batlow MPS | Batlow Ambulance Station | Ground | 2110 |  |  | Fire Extinguisher (C02) | 1 | 0 | [12 empty] | 4/5/2022 | 2 - Normal | 2 - Medium | 1 - Excellent |  | 3 - Normal
Batlow MPS | Batlow Ambulance Station | Ground | 1142 |  |  | Emergency Exit Light (Green) | 1 | 0 |  | Stanilite | [10 empty] | 4/5/2022 | 2 - Normal | 2 - Medium | 1 - Excellent |  | 3 - Normal
Batlow MPS | Batlow Ambulance Station | Ground | 1142 |  |  | Thermal Heat Detector | 6 | 0 | [12 empty] | 4/5/2022 | 2 - Normal | 2 - Medium | 1 - Excellent |  | 3 - Normal
Batlow MPS | Batlow Ambulance Station | Ground | 1142 |  |  | Thermal Heat Detector | 6 | 0 | [12 empty] | 4/5/2022 | 2 - Normal | 2 - Medium | 1 - Excellent |  | 3 - Normal
Batlow MPS | Batlow Ambulance Station | Ground | 1142 |  |  | Thermal Heat Detector | 6 | 0 | [12 empty] | 4/5/2022 | 2 - Normal | 2 - Medium | 1 - Excellent |  | 3 - Normal
Batlow MPS | Batlow Ambulance Station | Ground | 1142 |  |  | Thermal Heat Detector | 6 | 0 | [12 empty] | 4/5/2022 | 2 - Normal | 2 - Medium | 1 - Excellent |  | 3 - Normal
Batlow MPS | Batlow Ambulance Station | Ground | 1142 |  |  | Thermal Heat Detector | 6 | 0 | [12 empty] | 4/5/2022 | 2 - Normal | 2 - Medium | 1 - Excellent |  | 3 - Normal
Batlow MPS | Batlow Ambulance Station | Ground | 1142 |  |  | Thermal Heat Detector | 6 | 0 | [12 empty] | 4/5/2022 | 2 - Normal | 2 - Medium | 1 - Excellent |  | 3 - Normal
Batlow MPs | Batlow Ambulance Station | Ground | 1142 |  |  | Wallmount Battery Charger | 1 | 0 |  | Durst |  | BCSW - 1225 BS | [8 empty] | 4/5/2022 | 2 - Normal | 2 - Medium | 1 - Excellent |  | 3 - Normal
Batlow MPs | Batlow Ambulance Station | Ground | 1142 |  |  | Vehicle Battery Charger | 1 | 0 |  | Durst |  | BCS-1225C | A91110148 | [7 empty] | 4/5/2022 | 2 - Normal | 2 - Medium | 1 - Excellent |  | 3 - Normal
Batlow MPs | Batlow Ambulance Station | Ground | 1142 |  |  | Wallmount Battery Charger | 1 | 0 |  | Durst |  | BCSW - 1245 B | 125224 | [7 empty] | 4/5/2022 | 2 - Normal | 2 - Medium | 1 - Excellent |  | 3 - Normal
Batlow MPs | Batlow Ambulance Station | Ground | 1142 |  |  | Vehicle Battery Charger | 1 | 0 |  | Durst |  | BCS-1245C | A90416105 | [7 empty] | 4/5/2022 | 2 - Normal | 2 - Medium | 1 - Excellent |  | 3 - Normal
Batlow MPs | Batlow Ambulance Station | Ground | 1142 |  |  | Wallmount Battery Charger | 1 | 0 |  | Durst |  | BCSW - 1225 B | 124416 | [7 empty] | 4/5/2022 | 2 - Normal | 2 - Medium | 1 - Excellent |  | 3 - Normal
Batlow MPs | Batlow Ambulance Station | Ground | 1142 |  |  | Vehicle Battery Charger | 1 | 0 |  | Durst |  | BCS-1225C | A91017162 | [7 empty] | 4/5/2022 | 2 - Normal | 2 - Medium | 1 - Excellent |  | 3 - Normal
Batlow MPs | Batlow Ambulance Station | Ground | 1142 |  |  | Oil Separator Tank | 1 | 0 |  | Quikflo | 5/8/2005 | KCPS-1000 | 31894-A | [7 empty] | 4/5/2022 | 2 - Normal | 2 - Medium | 1 - Excellent |  | 3 - Normal
Batlow MPs | Batlow Ambulance Station | Ground | 1142 |  |  | Diaphragm Pump | 1 | 0 |  | Quikflo | 5/8/2005 | KDS 25-100 | 6943 | [7 empty] | 4/5/2022 | 2 - Normal | 2 - Medium | 1 - Excellent |  | 3 - Normal
Batlow MPs | Batlow Ambulance Station | Ground | 1142 |  |  | Oil Seperator Induction Motor | 1 | 0 |  | Scorpion |  | ML712-4 | 70401273 | [7 empty] | 4/5/2022 | 2 - Normal | 2 - Medium | 1 - Excellent |  | 3 - Normal
Batlow MPs | Batlow Ambulance Station | Ground | 1142 | Closest to station |  | Automatic Roller Door Motor | 1 | 0 |  | Grifco | 1/10/2007 | MTH103 | H07100223 | [7 empty] | 4/5/2022 | 2 - Normal | 2 - Medium | 1 - Excellent |  | 3 - Normal
Batlow MPs | Batlow Ambulance Station | Ground | 1142 | Furthest from station |  | Automatic Roller Door Motor | 1 | 0 |  | Grifco | 1/10/2007 | MTH103 | H07100047 | [7 empty] | 4/5/2022 | 2 - Normal | 2 - Medium | 1 - Excellent |  | 3 - Normal
Batlow MPs | Batlow Ambulance Station | Ground | 1142 | Furthest from station |  | Automatic Roller Door | 1 | 0 | [6 empty] | 3.5 | 7 |  |  |  |  | 4/5/2022 | 2 - Normal | 2 - Medium | 1 - Excellent |  | 3 - Normal
Batlow MPs | Batlow Ambulance Station | Ground | 1142 | Closest to station |  | Automatic Roller Door | 1 | 0 | [6 empty] | 3.5 | 7 |  |  |  |  | 4/5/2022 | 2 - Normal | 2 - Medium | 1 - Excellent |  | 3 - Normal
Batlow MPs | Batlow Ambulance Station | Ground | 2114 |  |  | Smoke Detector | 1 | 0 | [12 empty] | 4/5/2022 | 2 - Normal | 2 - Medium | 1 - Excellent |  | 3 - Normal
Batlow MPs | Batlow Ambulance Station | Ground | 2114 |  |  | Safe | 1 | 0 |  | Guardall | [10 empty] | 4/5/2022 | 2 - Normal | 2 - Medium | 1 - Excellent |  | 3 - Normal
Batlow MPs | Batlow Ambulance Station | Ground | 2114 |  |  | Safe | 1 | 0 |  | CMI | [10 empty] | 4/5/2022 | 2 - Normal | 2 - Medium | 1 - Excellent |  | 3 - Normal
Batlow MPs | Batlow Ambulance Station | Ground | 2114 |  |  | EKA controller box | 1 | 0 | [12 empty] | 4/5/2022 | 2 - Normal | 2 - Medium | 1 - Excellent |  | 3 - Normal
Coolamon Ambulance Station (RAIR) | Coolamon Ambulance Station (RAIR) | Ground | 2 |  |  | Smoke Detector | 1 | 0 | [12 empty] | 5/5/2022 | 2 - Normal | 2 - Medium | 1 - Excellent |  | 3 - Normal
Coolamon Ambulance Station (RAIR) | Coolamon Ambulance Station (RAIR) | Ground | 2 |  |  | A/C Cassette | 1 | 0 |  | Daikin | [10 empty] | 5/5/2022 | 2 - Normal | 2 - Medium | 1 - Excellent |  | 3 - Normal
Coolamon Ambulance Station (RAIR) | Coolamon Ambulance Station (RAIR) | Ground | 2 |  |  | A/C Centralized Controller | 1 | 0 |  | Daikin | [10 empty] | 5/5/2022 | 2 - Normal | 2 - Medium | 1 - Excellent |  | 3 - Normal
Coolamon Ambulance Station (RAIR) | Coolamon Ambulance Station (RAIR) | Ground | 1 | Above front entry door |  | Emergency Exit Light (Green) | 1 | 0 | [12 empty] | 5/5/2022 | 2 - Normal | 2 - Medium | 1 - Excellent |  | 3 - Normal
Coolamon Ambulance Station (RAIR) | Coolamon Ambulance Station (RAIR) | Ground | 1 | Outside charge area |  | Smoke Detector | 1 | 0 | [12 empty] | 5/5/2022 | 2 - Normal | 2 - Medium | 1 - Excellent |  | 3 - Normal
Coolamon Ambulance Station (RAIR) | Coolamon Ambulance Station (RAIR) | Ground | 1 |  | CLM-0001 | Fie Extinguisher (Powder) | 1 | CLM-0001 | [12 empty] | 5/5/2022 | 2 - Normal | 2 - Medium | 1 - Excellent |  | 3 - Normal
Coolamon Ambulance Station (RAIR) | Coolamon Ambulance Station (RAIR) | Ground | 1 | Outside lockers |  | Emergency Exit Light (Spitfire) | 1 | 0 | [12 empty] | 5/5/2022 | 2 - Normal | 2 - Medium | 1 - Excellent |  | 3 - Normal
Coolamon Ambulance Station (RAIR) | Coolamon Ambulance Station (RAIR) | Ground | 1 | Outside lockers |  | Smoke Detector | 1 | 0 | [12 empty] | 5/5/2022 | 2 - Normal | 2 - Medium | 1 - Excellent |  | 3 - Normal
Coolamon Ambulance Station (RAIR) | Coolamon Ambulance Station (RAIR) | Ground | 1 | Above exit door rear station |  | Emergency Exit Light (Green) | 1 | 0 | [12 empty] | 5/5/2022 | 2 - Normal | 2 - Medium | 1 - Excellent |  | 3 - Normal
Coolamon Ambulance Station (RAIR) | Coolamon Ambulance Station (RAIR) | Ground | 4 |  | CLM-0002 | A/C Unit Split (Indoor) | 1 | CLM-0002 |  | Daikin | 1/10/2016 | FXAQ20PVE | E020636 | [7 empty] | 5/5/2022 | 2 - Normal | 2 - Medium | 1 - Excellent |  | 3 - Normal
Coolamon Ambulance Station (RAIR) | Coolamon Ambulance Station (RAIR) | Ground | 5 |  |  | Emergency Exit Light (Spitfire) | 1 | 0 | [12 empty] | 5/5/2022 | 2 - Normal | 2 - Medium | 1 - Excellent |  | 3 - Normal
Coolamon Ambulance Station (RAIR) | Coolamon Ambulance Station (RAIR) | Ground | 5 |  |  | A/C Cassette | 1 | 0 |  | Daikin | [10 empty] | 5/5/2022 | 2 - Normal | 2 - Medium | 1 - Excellent |  | 3 - Normal
Coolamon Ambulance Station (RAIR) | Coolamon Ambulance Station (RAIR) | Ground | 5 |  | CLM-0003 | Safe | 1 | CLM-0003 |  | Guardall | [10 empty] | 5/5/2022 | 2 - Normal | 2 - Medium | 1 - Excellent |  | 3 - Normal
Coolamon Ambulance Station (RAIR) | Coolamon Ambulance Station (RAIR) | Ground | 5 |  | CLM-0004 | EKA controller box | 1 | CLM-0004 | [12 empty] | 5/5/2022 | 2 - Normal | 2 - Medium | 1 - Excellent |  | 3 - Normal
Coolamon Ambulance Station (RAIR) | Coolamon Ambulance Station (RAIR) | Ground | 6 |  |  | Smoke Detector | 1 | 0 | [12 empty] | 5/5/2022 | 2 - Normal | 2 - Medium | 1 - Excellent |  | 3 - Normal
Coolamon Ambulance Station (RAIR) | Coolamon Ambulance Station (RAIR) | Ground | 6 |  |  | Emergency Exit Light (Spitfire) | 1 | 0 | [12 empty] | 5/5/2022 | 2 - Normal | 2 - Medium | 1 - Excellent |  | 3 - Normal
Coolamon Ambulance Station (RAIR) | Coolamon Ambulance Station (RAIR) | Ground | 6 |  |  | A/C Cassette | 1 | 0 |  | Daikin | [10 empty] | 5/5/2022 | 2 - Normal | 2 - Medium | 1 - Excellent |  | 3 - Normal
Coolamon Ambulance Station (RAIR) | Coolamon Ambulance Station (RAIR) | Ground | 7 |  | CLM-0005 | Fie Extinguisher (Powder) | 1 | CLM-0005 | [12 empty] | 5/5/2022 | 2 - Normal | 2 - Medium | 1 - Excellent |  | 3 - Normal
Coolamon Ambulance Station (RAIR) | Coolamon Ambulance Station (RAIR) | Ground | 7 |  | CLM-0006 | Fire Blanket | 1 | CLM-0006 | [12 empty] | 5/5/2022 | 2 - Normal | 2 - Medium | 1 - Excellent |  | 3 - Normal
Coolamon Ambulance Station (RAIR) | Coolamon Ambulance Station (RAIR) | Ground | 7 |  |  | Emergency Exit Light (Spitfire) | 1 | 0 | [12 empty] | 5/5/2022 | 2 - Normal | 2 - Medium | 1 - Excellent |  | 3 - Normal
Coolamon Ambulance Station (RAIR) | Coolamon Ambulance Station (RAIR) | Ground | 7 |  |  | Smoke Detector | 1 | 0 | [12 empty] | 5/5/2022 | 2 - Normal | 2 - Medium | 1 - Excellent |  | 3 - Normal
Coolamon Ambulance Station (RAIR) | Coolamon Ambulance Station (RAIR) | Ground | 7 |  |  | A/C Cassette | 1 | 0 |  | Daikin | [10 empty] | 5/5/2022 | 2 - Normal | 2 - Medium | 1 - Excellent |  | 3 - Normal
Coolamon Ambulance Station (RAIR) | Coolamon Ambulance Station (RAIR) | Ground | 8 |  | CLM-0007 | TMV | 1 | CLM-0007 |  | Australian Valve Group |  | DR TVA | [8 empty] | 5/5/2022 | 2 - Normal | 2 - Medium | 1 - Excellent |  | 3 - Normal
Coolamon Ambulance Station (RAIR) | Coolamon Ambulance Station (RAIR) | Ground | 10 |  | CLM-0008 | TMV | 1 | CLM-0008 |  | Australian Valve Group |  | DR TVA | [8 empty] | 5/5/2022 | 2 - Normal | 2 - Medium | 1 - Excellent |  | 3 - Normal
Coolamon Ambulance Station (RAIR) | Coolamon Ambulance Station (RAIR) | Ground | 11 |  |  | Emergency Exit Light (Spitfire) | 1 | 0 | [12 empty] | 5/5/2022 | 2 - Normal | 2 - Medium | 1 - Excellent |  | 3 - Normal
Coolamon Ambulance Station (RAIR) | Coolamon Ambulance Station (RAIR) | Ground | 11 |  |  | Thermal Heat Detector | 1 | 0 | [12 empty] | 5/5/2022 | 2 - Normal | 2 - Medium | 1 - Excellent |  | 3 - Normal
Coolamon Ambulance Station (RAIR) | Coolamon Ambulance Station (RAIR) | Ground | 12 |  | CLM-0009 | Fire Blanket | 1 | CLM-0009 | [12 empty] | 5/5/2022 | 2 - Normal | 2 - Medium | 1 - Excellent |  | 3 - Normal
Coolamon Ambulance Station (RAIR) | Coolamon Ambulance Station (RAIR) | Ground | 12 | Under sink | CLM-0010 | ZIP Hot Water Service | 1 | CLM-0010 |  | Zip |  | HydroTap G4 2824AU0H0ZN1C | 2.01705E+12 | [7 empty] | 5/5/2022 | 2 - Normal | 2 - Medium | 1 - Excellent |  | 3 - Normal
Coolamon Ambulance Station (RAIR) | Coolamon Ambulance Station (RAIR) | Ground | 12 | Above lounge |  | Smoke Detector | 1 | 0 | [12 empty] | 5/5/2022 | 2 - Normal | 2 - Medium | 1 - Excellent |  | 3 - Normal
Coolamon Ambulance Station (RAIR) | Coolamon Ambulance Station (RAIR) | Ground | 12 |  |  | Emergency Exit Light (Spitfire) | 1 | 0 | [12 empty] | 5/5/2022 | 2 - Normal | 2 - Medium | 1 - Excellent |  | 3 - Normal
Coolamon Ambulance Station (RAIR) | Coolamon Ambulance Station (RAIR) | Ground | 12 |  |  | A/C Cassette | 1 | 0 |  | Daikin | [10 empty] | 5/5/2022 | 2 - Normal | 2 - Medium | 1 - Excellent |  | 3 - Normal
Coolamon Ambulance Station (RAIR) | Coolamon Ambulance Station (RAIR) | Ground | 13 |  |  | Wallmount Battery Charger | 1 | 0 |  | Durst |  | BCSW - 1225 B | 123485 | [7 empty] | 5/5/2022 | 2 - Normal | 2 - Medium | 1 - Excellent |  | 3 - Normal
Coolamon Ambulance Station (RAIR) | Coolamon Ambulance Station (RAIR) | Ground | 13 |  |  | Vehicle Battery Charger | 1 | 0 |  | Durst |  | BCS-1245C | A90121007 | [7 empty] | 5/5/2022 | 2 - Normal | 2 - Medium | 1 - Excellent |  | 3 - Normal
Coolamon Ambulance Station (RAIR) | Coolamon Ambulance Station (RAIR) | Ground | 13 |  |  | Wallmount Battery Charger | 1 | 0 |  | Durst |  | BCSW - 1225 B | 123487 | [7 empty] | 5/5/2022 | 2 - Normal | 2 - Medium | 1 - Excellent |  | 3 - Normal
Coolamon Ambulance Station (RAIR) | Coolamon Ambulance Station (RAIR) | Ground | 13 |  |  | Vehicle Battery Charger | 1 | 0 |  | Durst |  | BCS-1225C | A90416045 | [7 empty] | 5/5/2022 | 2 - Normal | 2 - Medium | 1 - Excellent |  | 3 - Normal
Coolamon Ambulance Station (RAIR) | Coolamon Ambulance Station (RAIR) | Ground | 13 |  | CLM-0011 | Fire Extinguisher (C02) | 1 | CLM-0011 | [12 empty] | 5/5/2022 | 2 - Normal | 2 - Medium | 1 - Excellent |  | 3 - Normal
Coolamon Ambulance Station (RAIR) | Coolamon Ambulance Station (RAIR) | Ground | 13 | Above exit door near gym |  | Emergency Exit Light (Green) | 1 | 0 | [12 empty] | 5/5/2022 | 2 - Normal | 2 - Medium | 1 - Excellent |  | 3 - Normal
Coolamon Ambulance Station (RAIR) | Coolamon Ambulance Station (RAIR) | Ground | 13 |  | CLM-0012 | Solar Inverter | 1 | CLM-0012 |  | SUNGROW |  | SG10RT | A2142102052 | [7 empty] | 5/5/2022 | 2 - Normal | 2 - Medium | 1 - Excellent |  | 3 - Normal
Coolamon Ambulance Station (RAIR) | Coolamon Ambulance Station (RAIR) | Ground | 13 |  |  | Vehicle Battery Charger | 1 | 0 |  | Durst |  | BCS-1215B | A91200029 | [7 empty] | 5/5/2022 | 2 - Normal | 2 - Medium | 1 - Excellent |  | 3 - Normal
Coolamon Ambulance Station (RAIR) | Coolamon Ambulance Station (RAIR) | Ground | 13 |  | CLM-0013 | Fie Extinguisher (Powder) | 1 | CLM-0013 | [12 empty] | 5/5/2022 | 2 - Normal | 2 - Medium | 1 - Excellent |  | 3 - Normal
Coolamon Ambulance Station (RAIR) | Coolamon Ambulance Station (RAIR) | Ground | 13 | Centre ceiling |  | Emergency Exit Light (White) | 1 | 0 | [12 empty] | 5/5/2022 | 2 - Normal | 2 - Medium | 1 - Excellent |  | 3 - Normal
Coolamon Ambulance Station (RAIR) | Coolamon Ambulance Station (RAIR) | Ground | 13 |  | CLM-0014 | Automatic Bi-fold Door | 1 | CLM-0014 | [6 empty] | 3.3 | 8 |  |  |  |  | 5/5/2022 | 2 - Normal | 2 - Medium | 1 - Excellent |  | 3 - Normal
Coolamon Ambulance Station (RAIR) | Coolamon Ambulance Station (RAIR) | Ground | 13 |  |  | Automatic BiFold Door Motor | 1 | 0 |  | Grifco | 1/4/2017 | EDL102W | 17040291 | [7 empty] | 5/5/2022 | 2 - Normal | 2 - Medium | 1 - Excellent |  | 3 - Normal
Coolamon Ambulance Station (RAIR) | Coolamon Ambulance Station (RAIR) | Ground | 17 |  |  | Automatic Roller Door | 1 | 0 |  | B&D |  | Firmadoor |  |  | 2.8 | 4.5 |  |  |  |  | 5/5/2022 | 2 - Normal | 2 - Medium | 1 - Excellent |  | 3 - Normal
Coolamon Ambulance Station (RAIR) | Coolamon Ambulance Station (RAIR) | Ground | 15 |  | CLM-0015 | Fire Door Frame | 1 | CLM-0015 |  | E-Plus Building Products | 1/1/2017 | [9 empty] | 5/5/2022 | 2 - Normal | 2 - Medium | 1 - Excellent |  | 3 - Normal
Coolamon Ambulance Station (RAIR) | Coolamon Ambulance Station (RAIR) | Ground | 15 |  | CLM-0016 | Main Switchboard | 1 | CLM-0016 |  | NHP | 12/12/2016 | Concept plus panelboard DIN-T | [8 empty] | 5/5/2022 | 2 - Normal | 2 - Medium | 1 - Excellent |  | 3 - Normal
Coolamon Ambulance Station (RAIR) | Coolamon Ambulance Station (RAIR) | Ground | 15 |  |  | RCBO | 22 | 0 |  | NHP |  | DSRCBH61630A C16 | [5 empty] | CLM-0016 |  |  | 5/5/2022 | 2 - Normal | 2 - Medium | 1 - Excellent |  | 3 - Normal
Coolamon Ambulance Station (RAIR) | Coolamon Ambulance Station (RAIR) | Ground | 15 |  |  | RCBO | 22 | 0 |  | NHP |  | DSRCBH61630A C16 | [5 empty] | CLM-0016 |  |  | 5/5/2022 | 2 - Normal | 2 - Medium | 1 - Excellent |  | 3 - Normal
Coolamon Ambulance Station (RAIR) | Coolamon Ambulance Station (RAIR) | Ground | 15 |  |  | RCBO | 22 | 0 |  | NHP |  | DSRCBH61630A C16 | [5 empty] | CLM-0016 |  |  | 5/5/2022 | 2 - Normal | 2 - Medium | 1 - Excellent |  | 3 - Normal
Coolamon Ambulance Station (RAIR) | Coolamon Ambulance Station (RAIR) | Ground | 15 |  |  | RCBO | 22 | 0 |  | NHP |  | DSRCBH61630A C16 | [5 empty] | CLM-0016 |  |  | 5/5/2022 | 2 - Normal | 2 - Medium | 1 - Excellent |  | 3 - Normal
Coolamon Ambulance Station (RAIR) | Coolamon Ambulance Station (RAIR) | Ground | 15 |  |  | RCBO | 22 | 0 |  | NHP |  | DSRCBH61630A C16 | [5 empty] | CLM-0016 |  |  | 5/5/2022 | 2 - Normal | 2 - Medium | 1 - Excellent |  | 3 - Normal
Coolamon Ambulance Station (RAIR) | Coolamon Ambulance Station (RAIR) | Ground | 15 |  |  | RCBO | 22 | 0 |  | NHP |  | DSRCBH61630A C16 | [5 empty] | CLM-0016 |  |  | 5/5/2022 | 2 - Normal | 2 - Medium | 1 - Excellent |  | 3 - Normal
Coolamon Ambulance Station (RAIR) | Coolamon Ambulance Station (RAIR) | Ground | 15 |  |  | RCBO | 22 | 0 |  | NHP |  | DSRCBH61630A C16 | [5 empty] | CLM-0016 |  |  | 5/5/2022 | 2 - Normal | 2 - Medium | 1 - Excellent |  | 3 - Normal
Coolamon Ambulance Station (RAIR) | Coolamon Ambulance Station (RAIR) | Ground | 15 |  |  | RCBO | 22 | 0 |  | NHP |  | DSRCBH61630A C16 | [5 empty] | CLM-0016 |  |  | 5/5/2022 | 2 - Normal | 2 - Medium | 1 - Excellent |  | 3 - Normal
Coolamon Ambulance Station (RAIR) | Coolamon Ambulance Station (RAIR) | Ground | 15 |  |  | RCBO | 22 | 0 |  | NHP |  | DSRCBH61630A C16 | [5 empty] | CLM-0016 |  |  | 5/5/2022 | 2 - Normal | 2 - Medium | 1 - Excellent |  | 3 - Normal
Coolamon Ambulance Station (RAIR) | Coolamon Ambulance Station (RAIR) | Ground | 15 |  |  | RCBO | 22 | 0 |  | NHP |  | DSRCBH61630A C16 | [5 empty] | CLM-0016 |  |  | 5/5/2022 | 2 - Normal | 2 - Medium | 1 - Excellent |  | 3 - Normal
Coolamon Ambulance Station (RAIR) | Coolamon Ambulance Station (RAIR) | Ground | 15 |  |  | RCBO | 22 | 0 |  | NHP |  | DSRCBH61630A C16 | [5 empty] | CLM-0016 |  |  | 5/5/2022 | 2 - Normal | 2 - Medium | 1 - Excellent |  | 3 - Normal
Coolamon Ambulance Station (RAIR) | Coolamon Ambulance Station (RAIR) | Ground | 15 |  |  | RCBO | 22 | 0 |  | NHP |  | DSRCBH61630A C16 | [5 empty] | CLM-0016 |  |  | 5/5/2022 | 2 - Normal | 2 - Medium | 1 - Excellent |  | 3 - Normal
Coolamon Ambulance Station (RAIR) | Coolamon Ambulance Station (RAIR) | Ground | 15 |  |  | RCBO | 22 | 0 |  | NHP |  | DSRCBH61630A C16 | [5 empty] | CLM-0016 |  |  | 5/5/2022 | 2 - Normal | 2 - Medium | 1 - Excellent |  | 3 - Normal
Coolamon Ambulance Station (RAIR) | Coolamon Ambulance Station (RAIR) | Ground | 15 |  |  | RCBO | 22 | 0 |  | NHP |  | DSRCBH61630A C16 | [5 empty] | CLM-0016 |  |  | 5/5/2022 | 2 - Normal | 2 - Medium | 1 - Excellent |  | 3 - Normal
Coolamon Ambulance Station (RAIR) | Coolamon Ambulance Station (RAIR) | Ground | 15 |  |  | RCBO | 22 | 0 |  | NHP |  | DSRCBH61630A C16 | [5 empty] | CLM-0016 |  |  | 5/5/2022 | 2 - Normal | 2 - Medium | 1 - Excellent |  | 3 - Normal
Coolamon Ambulance Station (RAIR) | Coolamon Ambulance Station (RAIR) | Ground | 15 |  |  | RCBO | 22 | 0 |  | NHP |  | DSRCBH61630A C16 | [5 empty] | CLM-0016 |  |  | 5/5/2022 | 2 - Normal | 2 - Medium | 1 - Excellent |  | 3 - Normal
Coolamon Ambulance Station (RAIR) | Coolamon Ambulance Station (RAIR) | Ground | 15 |  |  | RCBO | 22 | 0 |  | NHP |  | DSRCBH61630A C16 | [5 empty] | CLM-0016 |  |  | 5/5/2022 | 2 - Normal | 2 - Medium | 1 - Excellent |  | 3 - Normal
Coolamon Ambulance Station (RAIR) | Coolamon Ambulance Station (RAIR) | Ground | 15 |  |  | RCBO | 22 | 0 |  | NHP |  | DSRCBH61630A C16 | [5 empty] | CLM-0016 |  |  | 5/5/2022 | 2 - Normal | 2 - Medium | 1 - Excellent |  | 3 - Normal
Coolamon Ambulance Station (RAIR) | Coolamon Ambulance Station (RAIR) | Ground | 15 |  |  | RCBO | 22 | 0 |  | NHP |  | DSRCBH61630A C16 | [5 empty] | CLM-0016 |  |  | 5/5/2022 | 2 - Normal | 2 - Medium | 1 - Excellent |  | 3 - Normal
Coolamon Ambulance Station (RAIR) | Coolamon Ambulance Station (RAIR) | Ground | 15 |  |  | RCBO | 22 | 0 |  | NHP |  | DSRCBH61630A C16 | [5 empty] | CLM-0016 |  |  | 5/5/2022 | 2 - Normal | 2 - Medium | 1 - Excellent |  | 3 - Normal
Coolamon Ambulance Station (RAIR) | Coolamon Ambulance Station (RAIR) | Ground | 15 |  |  | RCBO | 22 | 0 |  | NHP |  | DSRCBH61630A C16 | [5 empty] | CLM-0016 |  |  | 5/5/2022 | 2 - Normal | 2 - Medium | 1 - Excellent |  | 3 - Normal
Coolamon Ambulance Station (RAIR) | Coolamon Ambulance Station (RAIR) | Ground | 15 |  |  | RCBO | 22 | 0 |  | NHP |  | DSRCBH61630A C16 | [5 empty] | CLM-0016 |  |  | 5/5/2022 | 2 - Normal | 2 - Medium | 1 - Excellent |  | 3 - Normal
Coolamon Ambulance Station (RAIR) | Coolamon Ambulance Station (RAIR) | Ground | 15 |  |  | RCBO | 1 | 0 |  | NHP |  | DSRCBH62030A | [5 empty] | CLM-0016 |  |  | 5/5/2022 | 2 - Normal | 2 - Medium | 1 - Excellent |  | 3 - Normal
Coolamon Ambulance Station (RAIR) | Coolamon Ambulance Station (RAIR) | Ground | 16 |  | CLM-0017 | Oil Separator Tank | 1 | CLM-0017 |  | Industrial separation systems |  | V15P3F | 6563F17 | [7 empty] | 5/5/2022 | 2 - Normal | 2 - Medium | 1 - Excellent |  | 3 - Normal
Coolamon Ambulance Station (RAIR) | Coolamon Ambulance Station (RAIR) | Ground | 16 |  | CLM-0018 | Pump Controller | 1 | CLM-0018 | [12 empty] | 5/5/2022 | 2 - Normal | 2 - Medium | 1 - Excellent |  | 3 - Normal
Coolamon Ambulance Station (RAIR) | Coolamon Ambulance Station (RAIR) | Ground | 16 |  | CLM-0019 | Oil Seperator Induction Motor | 1 | CLM-0019 |  | Weg |  | KME4 ASM | [8 empty] | 5/5/2022 | 2 - Normal | 2 - Medium | 1 - Excellent |  | 3 - Normal
Coolamon Ambulance Station (RAIR) | Coolamon Ambulance Station (RAIR) | Ground | 16 |  | CLM-0020 | Diaphragm Pump | 1 | CLM-0020 |  | ASM Pumps |  | DS25 | 23740 | [7 empty] | 5/5/2022 | 2 - Normal | 2 - Medium | 1 - Excellent |  | 3 - Normal
Coolamon Ambulance Station (RAIR) | Coolamon Ambulance Station (RAIR) | Ground | 17 |  | CLM-0021 | TMV | 1 | CLM-0021 |  | Australian Valve Group |  | DR TVA | [8 empty] | 5/5/2022 | 2 - Normal | 2 - Medium | 1 - Excellent |  | 3 - Normal
Coolamon Ambulance Station (RAIR) | Coolamon Ambulance Station (RAIR) | Ground | 17 |  | CLM-0022 | Pressure Cleaner | 1 | CLM-0022 |  | NILFISK |  | SC UNO 4M-140/620 PS | [8 empty] | 5/5/2022 | 2 - Normal | 2 - Medium | 1 - Excellent |  | 3 - Normal
Coolamon Ambulance Station (RAIR) | Coolamon Ambulance Station (RAIR) | Ground | 17 |  | CLM-0023 | Stainless Steel Commercial Sink | 1 | CLM-0023 | [12 empty] | 5/5/2022 | 2 - Normal | 2 - Medium | 1 - Excellent |  | 3 - Normal
Coolamon Ambulance Station (RAIR) | Coolamon Ambulance Station (RAIR) | Ground | 17 |  |  | Automatic Roller Door Motor | 1 | 0 | [12 empty] | 5/5/2022 | 2 - Normal | 2 - Medium | 1 - Excellent |  | 3 - Normal
Coolamon Ambulance Station (RAIR) | Coolamon Ambulance Station (RAIR) | Ground | 18 | Services area rear station | CLM-0024 | Dual curculation pump | 1 | CLM-0024 |  | ABB |  | PLC4-0900 | [8 empty] | 5/5/2022 | 2 - Normal | 2 - Medium | 1 - Excellent |  | 3 - Normal
Coolamon Ambulance Station (RAIR) | Coolamon Ambulance Station (RAIR) | Ground | 18 | Services area rear station | CLM-0025 | Hot Water Heater | 1 | CLM-0025 |  | Wilson |  | MP600S | 23312 | 600 | [6 empty] | 5/5/2022 | 2 - Normal | 2 - Medium | 1 - Excellent |  | 3 - Normal
Coolamon Ambulance Station (RAIR) | Coolamon Ambulance Station (RAIR) | Ground | 18 | Rear station near bbq area | CLM-0026 | A/C Air Package Unit | 1 | CLM-0026 |  | Daikin | 1/1/2017 | RXYMQ9AY1 | E000905 | [7 empty] | 5/5/2022 | 2 - Normal | 2 - Medium | 1 - Excellent |  | 3 - Normal
Coolamon Ambulance Station (RAIR) | Coolamon Ambulance Station (RAIR) | Ground | 18 | Near bin area front of station | CLM-0027 | Dual Pump Controller | 1 | CLM-0027 |  | All Purpose Pumps |  | APP-30026 | 46194 | [7 empty] | 5/5/2022 | 2 - Normal | 2 - Medium | 1 - Excellent |  | 3 - Normal
Coolamon Ambulance Station (RAIR) | Coolamon Ambulance Station (RAIR) | Ground | 18 | Roof |  | Roof Anchor Points | 8 | 0 | [12 empty] | 5/5/2022 | 2 - Normal | 2 - Medium | 1 - Excellent |  | 3 - Normal
Coolamon Ambulance Station (RAIR) | Coolamon Ambulance Station (RAIR) | Ground | 18 | Roof |  | Roof Anchor Points | 8 | 0 | [12 empty] | 5/5/2022 | 2 - Normal | 2 - Medium | 1 - Excellent |  | 3 - Normal
Coolamon Ambulance Station (RAIR) | Coolamon Ambulance Station (RAIR) | Ground | 18 | Roof |  | Roof Anchor Points | 8 | 0 | [12 empty] | 5/5/2022 | 2 - Normal | 2 - Medium | 1 - Excellent |  | 3 - Normal
Coolamon Ambulance Station (RAIR) | Coolamon Ambulance Station (RAIR) | Ground | 18 | Roof |  | Roof Anchor Points | 8 | 0 | [12 empty] | 5/5/2022 | 2 - Normal | 2 - Medium | 1 - Excellent |  | 3 - Normal
Coolamon Ambulance Station (RAIR) | Coolamon Ambulance Station (RAIR) | Ground | 18 | Roof |  | Roof Anchor Points | 8 | 0 | [12 empty] | 5/5/2022 | 2 - Normal | 2 - Medium | 1 - Excellent |  | 3 - Normal
Coolamon Ambulance Station (RAIR) | Coolamon Ambulance Station (RAIR) | Ground | 18 | Roof |  | Roof Anchor Points | 8 | 0 | [12 empty] | 5/5/2022 | 2 - Normal | 2 - Medium | 1 - Excellent |  | 3 - Normal
Coolamon Ambulance Station (RAIR) | Coolamon Ambulance Station (RAIR) | Ground | 18 | Roof |  | Roof Anchor Points | 8 | 0 | [12 empty] | 5/5/2022 | 2 - Normal | 2 - Medium | 1 - Excellent |  | 3 - Normal
Coolamon Ambulance Station (RAIR) | Coolamon Ambulance Station (RAIR) | Ground | 18 | Roof |  | Roof Anchor Points | 8 | 0 | [12 empty] | 5/5/2022 | 2 - Normal | 2 - Medium | 1 - Excellent |  | 3 - Normal
Coolamon Ambulance Station (RAIR) | Coolamon Ambulance Station (RAIR) | Ground | 18 | Near front entry door | CLM-0028 | Generator Supply Inlet Socket | 1 | CLM-0028 |  | Genset |  | GEN3AI532 | [8 empty] | 5/5/2022 | 2 - Normal | 2 - Medium | 1 - Excellent |  | 3 - Normal
Coolamon Ambulance Station (RAIR) | Coolamon Ambulance Station (RAIR) | Ground | 18 | Front garden |  | RPZ | 1 | 0 |  | Febco |  | 860L | [8 empty] | 5/5/2022 | 2 - Normal | 2 - Medium | 1 - Excellent |  | 3 - Normal
Junee Health Service | Junee Health Service | Ground | 1159 | Above entry door to plant from external |  | Emergency Exit Light (Green) | 1 | 0 |  | Bardic |  | EZYLEDLP | [8 empty] | 6/5/2022 | 2 - Normal | 2 - Medium | 1 - Excellent |  | 3 - Normal
Junee Health Service | Junee Health Service | Ground | 1159 |  | JUNE0107 | Fire Hose Reel | 1 | JUNE0107 |  | Chubb |  | 36m | [8 empty] | 6/5/2022 | 2 - Normal | 2 - Medium | 1 - Excellent |  | 3 - Normal
Junee Health Service | Junee Health Service | Ground | 1159 |  |  | Wallmount Battery Charger | 1 | 0 |  | Durst |  | BCSW - 1225 B | 124563 | [7 empty] | 6/5/2022 | 2 - Normal | 2 - Medium | 1 - Excellent |  | 3 - Normal
Junee Health Service | Junee Health Service | Ground | 1159 |  |  | Wallmount Battery Charger | 1 | 0 |  | Durst |  | BCS-1225C | A90418154 | [7 empty] | 6/5/2022 | 2 - Normal | 2 - Medium | 1 - Excellent |  | 3 - Normal
Junee Health Service | Junee Health Service | Ground | 1159 |  |  | Wallmount Battery Charger | 1 | 0 |  | Durst |  | BCSW - 1245 B | 125209 | [7 empty] | 6/5/2022 | 2 - Normal | 2 - Medium | 1 - Excellent |  | 3 - Normal
Junee Health Service | Junee Health Service | Ground | 1159 |  |  | Wallmount Battery Charger | 1 | 0 |  | Durst |  | BCS-1245C | A91216104 | [7 empty] | 6/5/2022 | 2 - Normal | 2 - Medium | 1 - Excellent |  | 3 - Normal
Junee Health Service | Junee Health Service | Ground | 1159 |  |  | Wallmount Battery Charger | 1 | 0 |  | Durst |  | BCSW - 1245 B | 125709 | [7 empty] | 6/5/2022 | 2 - Normal | 2 - Medium | 1 - Excellent |  | 3 - Normal
Junee Health Service | Junee Health Service | Ground | 1159 |  |  | Vehicle Battery Charger | 1 | 0 |  | Durst |  | BCS-1245C | A90121042 | [7 empty] | 6/5/2022 | 2 - Normal | 2 - Medium | 1 - Excellent |  | 3 - Normal
Junee Health Service | Junee Health Service | Ground | 1159 |  |  | Oil Separator Tank | 1 | 0 |  | Kwikflo | 5/8/2005 | KCPS-1000 | 31746-A | 1,000 | [6 empty] | 6/5/2022 | 2 - Normal | 2 - Medium | 1 - Excellent |  | 3 - Normal
Junee Health Service | Junee Health Service | Ground | 1159 |  |  | Diaphragm Pump | 1 | 0 |  | Kwikflo | 5/8/2005 | KDS 25-100 | 6895 | [7 empty] | 6/5/2022 | 2 - Normal | 2 - Medium | 1 - Excellent |  | 3 - Normal
Junee Health Service | Junee Health Service | Ground | 1159 |  |  | Oil Seperator Induction Motor | 1 | 0 |  | Weg | [10 empty] | 6/5/2022 | 2 - Normal | 2 - Medium | 1 - Excellent |  | 3 - Normal
Junee Health Service | Junee Health Service | Ground | 1159 |  |  | Pressure Cleaner | 1 | 0 |  | Karcher |  | K6 PREMIUM | 12678 | [7 empty] | 6/5/2022 | 2 - Normal | 2 - Medium | 1 - Excellent |  | 3 - Normal
Junee Health Service | Junee Health Service | Ground | 1159 |  |  | Thermal Heat Detector | 6 | 0 | [12 empty] | 6/5/2022 | 2 - Normal | 2 - Medium | 1 - Excellent |  | 3 - Normal
Junee Health Service | Junee Health Service | Ground | 1159 |  |  | Thermal Heat Detector | 6 | 0 | [12 empty] | 6/5/2022 | 2 - Normal | 2 - Medium | 1 - Excellent |  | 3 - Normal
Junee Health Service | Junee Health Service | Ground | 1159 |  |  | Thermal Heat Detector | 6 | 0 | [12 empty] | 6/5/2022 | 2 - Normal | 2 - Medium | 1 - Excellent |  | 3 - Normal
Junee Health Service | Junee Health Service | Ground | 1159 |  |  | Thermal Heat Detector | 6 | 0 | [12 empty] | 6/5/2022 | 2 - Normal | 2 - Medium | 1 - Excellent |  | 3 - Normal
Junee Health Service | Junee Health Service | Ground | 1159 |  |  | Thermal Heat Detector | 6 | 0 | [12 empty] | 6/5/2022 | 2 - Normal | 2 - Medium | 1 - Excellent |  | 3 - Normal
Junee Health Service | Junee Health Service | Ground | 1159 |  |  | Thermal Heat Detector | 6 | 0 | [12 empty] | 6/5/2022 | 2 - Normal | 2 - Medium | 1 - Excellent |  | 3 - Normal
Junee Health Service | Junee Health Service | Ground | 1159 | Number 2 | JUNE0105 | Automatic Roller Door Motor | 1 | JUNE0105 |  | Grifco | 1/2/2007 | MTL103 | H07020515 | [7 empty] | 6/5/2022 | 2 - Normal | 2 - Medium | 1 - Excellent |  | 3 - Normal
Junee Health Service | Junee Health Service | Ground | 1159 | Number 1 | JUNE0106 | Automatic Roller Door Motor | 1 | JUNE0106 |  | Grifco | 1/5/2007 | MTL103 | H07053821 | [7 empty] | 6/5/2022 | 2 - Normal | 2 - Medium | 1 - Excellent |  | 3 - Normal
Junee Health Service | Junee Health Service | Ground | 1159 | Door 1 closer to station |  | Automatic Roller Door | 1 | 0 |  | B&D doors |  |  |  |  | 2.96 | 5.97 |  |  |  |  | 6/5/2022 | 2 - Normal | 2 - Medium | 1 - Excellent |  | 3 - Normal
Junee Health Service | Junee Health Service | Ground | 1159 | Door 2 further from station |  | Automatic Roller Door | 1 | 0 |  | B&D doors |  |  |  |  | 2.94 | 5.97 |  |  |  |  | 6/5/2022 | 2 - Normal | 2 - Medium | 1 - Excellent |  | 3 - Normal
Junee Health Service | Junee Health Service | Ground | 1159 |  |  | Emergency Exit Light (White) | 1 | 0 | [12 empty] | 6/5/2022 | 2 - Normal | 2 - Medium | 1 - Excellent |  | 3 - Normal
Junee Health Service | Junee Health Service | Ground | 1156 |  |  | Smoke Detector | 1 | 0 | [12 empty] | 6/5/2022 | 2 - Normal | 2 - Medium | 1 - Excellent |  | 3 - Normal
Junee Health Service | Junee Health Service | Ground | 1156 |  |  | EKA controller box | 1 | 0 | [12 empty] | 6/5/2022 | 2 - Normal | 2 - Medium | 1 - Excellent |  | 3 - Normal
Junee Health Service | Junee Health Service | Ground | 1156 |  |  | Safe | 1 | 0 |  | Guardall | [10 empty] | 6/5/2022 | 2 - Normal | 2 - Medium | 1 - Excellent |  | 3 - Normal
Junee Health Service | Junee Health Service | Ground | 1155 |  |  | Thermal Heat Detector | 1 | 0 | [12 empty] | 6/5/2022 | 2 - Normal | 2 - Medium | 1 - Excellent |  | 3 - Normal
Junee Health Service | Junee Health Service | Ground | 1155 |  |  | Fire Blanket | 1 | 0 | [12 empty] | 6/5/2022 | 2 - Normal | 2 - Medium | 1 - Excellent |  | 3 - Normal
Junee Health Service | Junee Health Service | Ground | 1155 |  | JUNE0108 | Fire Extinguisher (C02) | 1 | JUNE0108 | [12 empty] | 6/5/2022 | 2 - Normal | 2 - Medium | 1 - Excellent |  | 3 - Normal
Junee Health Service | Junee Health Service | Ground | 1365 |  |  | Emergency Exit Light (Green) | 1 | 0 |  | Bardic |  | EZYLEDLP | [8 empty] | 6/5/2022 | 2 - Normal | 2 - Medium | 1 - Excellent |  | 3 - Normal
Junee Health Service | Junee Health Service | Ground | 1365 |  |  | Emergency Exit Light (Spitfire) | 1 | 0 | [12 empty] | 6/5/2022 | 2 - Normal | 2 - Medium | 1 - Excellent |  | 3 - Normal
Junee Health Service | Junee Health Service | Ground | 1365 |  |  | Smoke Detector | 1 | 0 | [12 empty] | 6/5/2022 | 2 - Normal | 2 - Medium | 1 - Excellent |  | 3 - Normal
Junee Health Service | Junee Health Service | Ground | 1154 |  |  | Thermal Heat Detector | 1 | 0 | [12 empty] | 6/5/2022 | 2 - Normal | 2 - Medium | 1 - Excellent |  | 3 - Normal
Junee Health Service | Junee Health Service | Ground | 1157 |  |  | Smoke Detector | 1 | 0 | [12 empty] | 6/5/2022 | 2 - Normal | 2 - Medium | 1 - Excellent |  | 3 - Normal
Junee Health Service | Junee Health Service | Ground | 1158 |  |  | Thermal Heat Detector | 1 | 0 | [12 empty] | 6/5/2022 | 2 - Normal | 2 - Medium | 1 - Excellent |  | 3 - Normal
Junee Health Service | Junee Health Service | Ground | 1151 |  |  | Smoke Detector | 1 | 0 | [12 empty] | 6/5/2022 | 2 - Normal | 2 - Medium | 1 - Excellent |  | 3 - Normal
Junee Health Service | Junee Health Service | Ground | 1151 |  |  | Emergency Exit Light (Spitfire) | 1 | 0 | [12 empty] | 6/5/2022 | 2 - Normal | 2 - Medium | 1 - Excellent |  | 3 - Normal
Junee Health Service | Junee Health Service | Ground | 1151 |  |  | Emergency Exit Light (Green) | 1 | 0 |  | Bardic |  | EZYLEDLP | [8 empty] | 6/5/2022 | 2 - Normal | 2 - Medium | 1 - Excellent |  | 3 - Normal
Junee Health Service | Junee Health Service | Ground | 1151 |  | JUNE0149 | Fire Extinguisher (C02) | 1 | JUNE0149 | [12 empty] | 6/5/2022 | 2 - Normal | 2 - Medium | 1 - Excellent |  | 3 - Normal
Junee Health Service | Junee Health Service | Ground | 1150 |  |  | Smoke Detector | 1 | 0 | [12 empty] | 6/5/2022 | 2 - Normal | 2 - Medium | 1 - Excellent |  | 3 - Normal
Wagga Wagga Ambulance Station (RAIR) | Wagga Wagga Ambulance Station (RAIR) | Ground | 19 | Outside staff common room |  | Wallmount Battery Charger | 1 | 0 |  | Durst |  | BCSW - 1245 B | 125216 | [7 empty] | 10/5/2022 | 2 - Normal | 2 - Medium | 1 - Excellent |  | 3 - Normal
Wagga Wagga Ambulance Station (RAIR) | Wagga Wagga Ambulance Station (RAIR) | Ground | 19 | Outside staff common room |  | Vehicle Battery Charger | 1 | 0 |  | Durst |  | BCS-1245C | A91216103 | [7 empty] | 10/5/2022 | 2 - Normal | 2 - Medium | 1 - Excellent |  | 3 - Normal
Wagga Wagga Ambulance Station (RAIR) | Wagga Wagga Ambulance Station (RAIR) | Ground | 19 | Outside staff common room |  | Vehicle Battery Charger | 1 | 0 |  | Durst |  | BCS-1215B | A90800074 | [7 empty] | 10/5/2022 | 2 - Normal | 2 - Medium | 1 - Excellent |  | 3 - Normal
Wagga Wagga Ambulance Station (RAIR) | Wagga Wagga Ambulance Station (RAIR) | Ground | 19 | Next to distribution board |  | Wallmount Battery Charger | 1 | 0 |  | Durst |  | BCSW - 1245 B | 125228 | [7 empty] | 10/5/2022 | 2 - Normal | 2 - Medium | 1 - Excellent |  | 3 - Normal
Wagga Wagga Ambulance Station (RAIR) | Wagga Wagga Ambulance Station (RAIR) | Ground | 19 | Next to distribution board |  | Vehicle Battery Charger | 1 | 0 |  | Durst |  | BCS-1245C | A90918065 | [7 empty] | 10/5/2022 | 2 - Normal | 2 - Medium | 1 - Excellent |  | 3 - Normal
Wagga Wagga Ambulance Station (RAIR) | Wagga Wagga Ambulance Station (RAIR) | Ground | 19 |  | WAG-0016 | Distribution Board | 1 | WAG-0016 |  | MV Manufacturing group | 1/5/2016 |  | MVNE2778 | [7 empty] | 10/5/2022 | 2 - Normal | 2 - Medium | 1 - Excellent |  | 3 - Normal
Wagga Wagga Ambulance Station (RAIR) | Wagga Wagga Ambulance Station (RAIR) | Ground | 19 | On Distribution board |  | RCBO | 38 | 0 |  | NHP |  | DSRCBH61630A C16 | [5 empty] | WAG-0016 |  |  | 10/5/2022 | 2 - Normal | 2 - Medium | 1 - Excellent |  | 3 - Normal
Wagga Wagga Ambulance Station (RAIR) | Wagga Wagga Ambulance Station (RAIR) | Ground | 19 | On Distribution board |  | RCBO | 38 | 0 |  | NHP |  | DSRCBH61630A C16 | [5 empty] | WAG-0016 |  |  | 10/5/2022 | 2 - Normal | 2 - Medium | 1 - Excellent |  | 3 - Normal
Wagga Wagga Ambulance Station (RAIR) | Wagga Wagga Ambulance Station (RAIR) | Ground | 19 | On Distribution board |  | RCBO | 38 | 0 |  | NHP |  | DSRCBH61630A C16 | [5 empty] | WAG-0016 |  |  | 10/5/2022 | 2 - Normal | 2 - Medium | 1 - Excellent |  | 3 - Normal
Wagga Wagga Ambulance Station (RAIR) | Wagga Wagga Ambulance Station (RAIR) | Ground | 19 | On Distribution board |  | RCBO | 38 | 0 |  | NHP |  | DSRCBH61630A C16 | [5 empty] | WAG-0016 |  |  | 10/5/2022 | 2 - Normal | 2 - Medium | 1 - Excellent |  | 3 - Normal
Wagga Wagga Ambulance Station (RAIR) | Wagga Wagga Ambulance Station (RAIR) | Ground | 19 | On Distribution board |  | RCBO | 38 | 0 |  | NHP |  | DSRCBH61630A C16 | [5 empty] | WAG-0016 |  |  | 10/5/2022 | 2 - Normal | 2 - Medium | 1 - Excellent |  | 3 - Normal
Wagga Wagga Ambulance Station (RAIR) | Wagga Wagga Ambulance Station (RAIR) | Ground | 19 | On Distribution board |  | RCBO | 38 | 0 |  | NHP |  | DSRCBH61630A C16 | [5 empty] | WAG-0016 |  |  | 10/5/2022 | 2 - Normal | 2 - Medium | 1 - Excellent |  | 3 - Normal
Wagga Wagga Ambulance Station (RAIR) | Wagga Wagga Ambulance Station (RAIR) | Ground | 19 | On Distribution board |  | RCBO | 38 | 0 |  | NHP |  | DSRCBH61630A C16 | [5 empty] | WAG-0016 |  |  | 10/5/2022 | 2 - Normal | 2 - Medium | 1 - Excellent |  | 3 - Normal
Wagga Wagga Ambulance Station (RAIR) | Wagga Wagga Ambulance Station (RAIR) | Ground | 19 | On Distribution board |  | RCBO | 38 | 0 |  | NHP |  | DSRCBH61630A C16 | [5 empty] | WAG-0016 |  |  | 10/5/2022 | 2 - Normal | 2 - Medium | 1 - Excellent |  | 3 - Normal
Wagga Wagga Ambulance Station (RAIR) | Wagga Wagga Ambulance Station (RAIR) | Ground | 19 | On Distribution board |  | RCBO | 38 | 0 |  | NHP |  | DSRCBH61630A C16 | [5 empty] | WAG-0016 |  |  | 10/5/2022 | 2 - Normal | 2 - Medium | 1 - Excellent |  | 3 - Normal
Wagga Wagga Ambulance Station (RAIR) | Wagga Wagga Ambulance Station (RAIR) | Ground | 19 | On Distribution board |  | RCBO | 38 | 0 |  | NHP |  | DSRCBH61630A C16 | [5 empty] | WAG-0016 |  |  | 10/5/2022 | 2 - Normal | 2 - Medium | 1 - Excellent |  | 3 - Normal
Wagga Wagga Ambulance Station (RAIR) | Wagga Wagga Ambulance Station (RAIR) | Ground | 19 | On Distribution board |  | RCBO | 38 | 0 |  | NHP |  | DSRCBH61630A C16 | [5 empty] | WAG-0016 |  |  | 10/5/2022 | 2 - Normal | 2 - Medium | 1 - Excellent |  | 3 - Normal
Wagga Wagga Ambulance Station (RAIR) | Wagga Wagga Ambulance Station (RAIR) | Ground | 19 | On Distribution board |  | RCBO | 38 | 0 |  | NHP |  | DSRCBH61630A C16 | [5 empty] | WAG-0016 |  |  | 10/5/2022 | 2 - Normal | 2 - Medium | 1 - Excellent |  | 3 - Normal
Wagga Wagga Ambulance Station (RAIR) | Wagga Wagga Ambulance Station (RAIR) | Ground | 19 | On Distribution board |  | RCBO | 38 | 0 |  | NHP |  | DSRCBH61630A C16 | [5 empty] | WAG-0016 |  |  | 10/5/2022 | 2 - Normal | 2 - Medium | 1 - Excellent |  | 3 - Normal
Wagga Wagga Ambulance Station (RAIR) | Wagga Wagga Ambulance Station (RAIR) | Ground | 19 | On Distribution board |  | RCBO | 38 | 0 |  | NHP |  | DSRCBH61630A C16 | [5 empty] | WAG-0016 |  |  | 10/5/2022 | 2 - Normal | 2 - Medium | 1 - Excellent |  | 3 - Normal
Wagga Wagga Ambulance Station (RAIR) | Wagga Wagga Ambulance Station (RAIR) | Ground | 19 | On Distribution board |  | RCBO | 38 | 0 |  | NHP |  | DSRCBH61630A C16 | [5 empty] | WAG-0016 |  |  | 10/5/2022 | 2 - Normal | 2 - Medium | 1 - Excellent |  | 3 - Normal
Wagga Wagga Ambulance Station (RAIR) | Wagga Wagga Ambulance Station (RAIR) | Ground | 19 | On Distribution board |  | RCBO | 38 | 0 |  | NHP |  | DSRCBH61630A C16 | [5 empty] | WAG-0016 |  |  | 10/5/2022 | 2 - Normal | 2 - Medium | 1 - Excellent |  | 3 - Normal
Wagga Wagga Ambulance Station (RAIR) | Wagga Wagga Ambulance Station (RAIR) | Ground | 19 | On Distribution board |  | RCBO | 38 | 0 |  | NHP |  | DSRCBH61630A C16 | [5 empty] | WAG-0016 |  |  | 10/5/2022 | 2 - Normal | 2 - Medium | 1 - Excellent |  | 3 - Normal
Wagga Wagga Ambulance Station (RAIR) | Wagga Wagga Ambulance Station (RAIR) | Ground | 19 | On Distribution board |  | RCBO | 38 | 0 |  | NHP |  | DSRCBH61630A C16 | [5 empty] | WAG-0016 |  |  | 10/5/2022 | 2 - Normal | 2 - Medium | 1 - Excellent |  | 3 - Normal
Wagga Wagga Ambulance Station (RAIR) | Wagga Wagga Ambulance Station (RAIR) | Ground | 19 | On Distribution board |  | RCBO | 38 | 0 |  | NHP |  | DSRCBH61630A C16 | [5 empty] | WAG-0016 |  |  | 10/5/2022 | 2 - Normal | 2 - Medium | 1 - Excellent |  | 3 - Normal
Wagga Wagga Ambulance Station (RAIR) | Wagga Wagga Ambulance Station (RAIR) | Ground | 19 | On Distribution board |  | RCBO | 38 | 0 |  | NHP |  | DSRCBH61630A C16 | [5 empty] | WAG-0016 |  |  | 10/5/2022 | 2 - Normal | 2 - Medium | 1 - Excellent |  | 3 - Normal
Wagga Wagga Ambulance Station (RAIR) | Wagga Wagga Ambulance Station (RAIR) | Ground | 19 | On Distribution board |  | RCBO | 38 | 0 |  | NHP |  | DSRCBH61630A C16 | [5 empty] | WAG-0016 |  |  | 10/5/2022 | 2 - Normal | 2 - Medium | 1 - Excellent |  | 3 - Normal
Wagga Wagga Ambulance Station (RAIR) | Wagga Wagga Ambulance Station (RAIR) | Ground | 19 | On Distribution board |  | RCBO | 38 | 0 |  | NHP |  | DSRCBH61630A C16 | [5 empty] | WAG-0016 |  |  | 10/5/2022 | 2 - Normal | 2 - Medium | 1 - Excellent |  | 3 - Normal
Wagga Wagga Ambulance Station (RAIR) | Wagga Wagga Ambulance Station (RAIR) | Ground | 19 | On Distribution board |  | RCBO | 38 | 0 |  | NHP |  | DSRCBH61630A C16 | [5 empty] | WAG-0016 |  |  | 10/5/2022 | 2 - Normal | 2 - Medium | 1 - Excellent |  | 3 - Normal
Wagga Wagga Ambulance Station (RAIR) | Wagga Wagga Ambulance Station (RAIR) | Ground | 19 | On Distribution board |  | RCBO | 38 | 0 |  | NHP |  | DSRCBH61630A C16 | [5 empty] | WAG-0016 |  |  | 10/5/2022 | 2 - Normal | 2 - Medium | 1 - Excellent |  | 3 - Normal
Wagga Wagga Ambulance Station (RAIR) | Wagga Wagga Ambulance Station (RAIR) | Ground | 19 | On Distribution board |  | RCBO | 38 | 0 |  | NHP |  | DSRCBH61630A C16 | [5 empty] | WAG-0016 |  |  | 10/5/2022 | 2 - Normal | 2 - Medium | 1 - Excellent |  | 3 - Normal
Wagga Wagga Ambulance Station (RAIR) | Wagga Wagga Ambulance Station (RAIR) | Ground | 19 | On Distribution board |  | RCBO | 38 | 0 |  | NHP |  | DSRCBH61630A C16 | [5 empty] | WAG-0016 |  |  | 10/5/2022 | 2 - Normal | 2 - Medium | 1 - Excellent |  | 3 - Normal
Wagga Wagga Ambulance Station (RAIR) | Wagga Wagga Ambulance Station (RAIR) | Ground | 19 | On Distribution board |  | RCBO | 38 | 0 |  | NHP |  | DSRCBH61630A C16 | [5 empty] | WAG-0016 |  |  | 10/5/2022 | 2 - Normal | 2 - Medium | 1 - Excellent |  | 3 - Normal
Wagga Wagga Ambulance Station (RAIR) | Wagga Wagga Ambulance Station (RAIR) | Ground | 19 | On Distribution board |  | RCBO | 38 | 0 |  | NHP |  | DSRCBH61630A C16 | [5 empty] | WAG-0016 |  |  | 10/5/2022 | 2 - Normal | 2 - Medium | 1 - Excellent |  | 3 - Normal
Wagga Wagga Ambulance Station (RAIR) | Wagga Wagga Ambulance Station (RAIR) | Ground | 19 | On Distribution board |  | RCBO | 38 | 0 |  | NHP |  | DSRCBH61630A C16 | [5 empty] | WAG-0016 |  |  | 10/5/2022 | 2 - Normal | 2 - Medium | 1 - Excellent |  | 3 - Normal
Wagga Wagga Ambulance Station (RAIR) | Wagga Wagga Ambulance Station (RAIR) | Ground | 19 | On Distribution board |  | RCBO | 38 | 0 |  | NHP |  | DSRCBH61630A C16 | [5 empty] | WAG-0016 |  |  | 10/5/2022 | 2 - Normal | 2 - Medium | 1 - Excellent |  | 3 - Normal
Wagga Wagga Ambulance Station (RAIR) | Wagga Wagga Ambulance Station (RAIR) | Ground | 19 | On Distribution board |  | RCBO | 38 | 0 |  | NHP |  | DSRCBH61630A C16 | [5 empty] | WAG-0016 |  |  | 10/5/2022 | 2 - Normal | 2 - Medium | 1 - Excellent |  | 3 - Normal
Wagga Wagga Ambulance Station (RAIR) | Wagga Wagga Ambulance Station (RAIR) | Ground | 19 | On Distribution board |  | RCBO | 38 | 0 |  | NHP |  | DSRCBH61630A C16 | [5 empty] | WAG-0016 |  |  | 10/5/2022 | 2 - Normal | 2 - Medium | 1 - Excellent |  | 3 - Normal
Wagga Wagga Ambulance Station (RAIR) | Wagga Wagga Ambulance Station (RAIR) | Ground | 19 | On Distribution board |  | RCBO | 38 | 0 |  | NHP |  | DSRCBH61630A C16 | [5 empty] | WAG-0016 |  |  | 10/5/2022 | 2 - Normal | 2 - Medium | 1 - Excellent |  | 3 - Normal
Wagga Wagga Ambulance Station (RAIR) | Wagga Wagga Ambulance Station (RAIR) | Ground | 19 | On Distribution board |  | RCBO | 38 | 0 |  | NHP |  | DSRCBH61630A C16 | [5 empty] | WAG-0016 |  |  | 10/5/2022 | 2 - Normal | 2 - Medium | 1 - Excellent |  | 3 - Normal
Wagga Wagga Ambulance Station (RAIR) | Wagga Wagga Ambulance Station (RAIR) | Ground | 19 | On Distribution board |  | RCBO | 38 | 0 |  | NHP |  | DSRCBH61630A C16 | [5 empty] | WAG-0016 |  |  | 10/5/2022 | 2 - Normal | 2 - Medium | 1 - Excellent |  | 3 - Normal
Wagga Wagga Ambulance Station (RAIR) | Wagga Wagga Ambulance Station (RAIR) | Ground | 19 | On Distribution board |  | RCBO | 38 | 0 |  | NHP |  | DSRCBH61630A C16 | [5 empty] | WAG-0016 |  |  | 10/5/2022 | 2 - Normal | 2 - Medium | 1 - Excellent |  | 3 - Normal
Wagga Wagga Ambulance Station (RAIR) | Wagga Wagga Ambulance Station (RAIR) | Ground | 19 | On Distribution board |  | RCBO | 38 | 0 |  | NHP |  | DSRCBH61630A C16 | [5 empty] | WAG-0016 |  |  | 10/5/2022 | 2 - Normal | 2 - Medium | 1 - Excellent |  | 3 - Normal
Wagga Wagga Ambulance Station (RAIR) | Wagga Wagga Ambulance Station (RAIR) | Ground | 19 | On Distribution board |  | RCBO | 38 | 0 |  | NHP |  | DSRCBH61630A C16 | [5 empty] | WAG-0016 |  |  | 10/5/2022 | 2 - Normal | 2 - Medium | 1 - Excellent |  | 3 - Normal
Wagga Wagga Ambulance Station (RAIR) | Wagga Wagga Ambulance Station (RAIR) | Ground | 1 |  |  | Emergency Exit Light (Green) | 1 | 0 |  | Clevertronics |  | Ultrablade | [8 empty] | 10/5/2022 | 2 - Normal | 2 - Medium | 1 - Excellent |  | 3 - Normal
Wagga Wagga Ambulance Station (RAIR) | Wagga Wagga Ambulance Station (RAIR) | Ground | 1 |  |  | Smoke Detector | 1 | 0 | [12 empty] | 10/5/2022 | 2 - Normal | 2 - Medium | 1 - Excellent |  | 3 - Normal
Wagga Wagga Ambulance Station (RAIR) | Wagga Wagga Ambulance Station (RAIR) | Ground | 2 |  |  | Emergency Exit Light (Green) | 1 | 0 |  | Clevertronics |  | Ultrablade | [8 empty] | 10/5/2022 | 2 - Normal | 2 - Medium | 1 - Excellent |  | 3 - Normal
Wagga Wagga Ambulance Station (RAIR) | Wagga Wagga Ambulance Station (RAIR) | Ground | 2 |  | WAG-0001 | Fire Extinguisher (C02) | 1 | WAG-0001 | [12 empty] | 10/5/2022 | 2 - Normal | 2 - Medium | 1 - Excellent |  | 3 - Normal
Wagga Wagga Ambulance Station (RAIR) | Wagga Wagga Ambulance Station (RAIR) | Ground | 2 |  | WAG-0002 | Fire Hose Reel | 1 | WAG-0002 |  | BFI |  | 36m | [8 empty] | 10/5/2022 | 2 - Normal | 2 - Medium | 1 - Excellent |  | 3 - Normal
Wagga Wagga Ambulance Station (RAIR) | Wagga Wagga Ambulance Station (RAIR) | Ground | 2 |  |  | Smoke Detector | 2 | 0 | [12 empty] | 10/5/2022 | 2 - Normal | 2 - Medium | 1 - Excellent |  | 3 - Normal
Wagga Wagga Ambulance Station (RAIR) | Wagga Wagga Ambulance Station (RAIR) | Ground | 2 |  |  | Smoke Detector | 2 | 0 | [12 empty] | 10/5/2022 | 2 - Normal | 2 - Medium | 1 - Excellent |  | 3 - Normal
Wagga Wagga Ambulance Station (RAIR) | Wagga Wagga Ambulance Station (RAIR) | Ground | 2 |  |  | A/C Cassette | 1 | 0 |  | Mitsubishi Electric | [10 empty] | 10/5/2022 | 2 - Normal | 2 - Medium | 1 - Excellent |  | 3 - Normal
Wagga Wagga Ambulance Station (RAIR) | Wagga Wagga Ambulance Station (RAIR) | Ground | 2 | Under sink | WAG-0003 | Billi Hot Water Service | 1 | WAG-0003 |  | Billi |  | 904060 LCH Quadra 460 XL | N 0466 3993 LCH | [7 empty] | 10/5/2022 | 2 - Normal | 2 - Medium | 1 - Excellent |  | 3 - Normal
Wagga Wagga Ambulance Station (RAIR) | Wagga Wagga Ambulance Station (RAIR) | Ground | 3 |  |  | Smoke Detector | 1 | 0 | [12 empty] | 10/5/2022 | 2 - Normal | 2 - Medium | 1 - Excellent |  | 3 - Normal
Wagga Wagga Ambulance Station (RAIR) | Wagga Wagga Ambulance Station (RAIR) | Ground | 4 |  |  | Smoke Detector | 1 | 0 | [12 empty] | 10/5/2022 | 2 - Normal | 2 - Medium | 1 - Excellent |  | 3 - Normal
Wagga Wagga Ambulance Station (RAIR) | Wagga Wagga Ambulance Station (RAIR) | Ground | 4 |  |  | A/C Cassette | 1 | 0 |  | Mitsubishi Electric | [10 empty] | 10/5/2022 | 2 - Normal | 2 - Medium | 1 - Excellent |  | 3 - Normal
Wagga Wagga Ambulance Station (RAIR) | Wagga Wagga Ambulance Station (RAIR) | Ground | 5 |  |  | Smoke Detector | 1 | 0 | [12 empty] | 10/5/2022 | 2 - Normal | 2 - Medium | 1 - Excellent |  | 3 - Normal
Wagga Wagga Ambulance Station (RAIR) | Wagga Wagga Ambulance Station (RAIR) | Ground | 5 |  |  | A/C Cassette | 1 | 0 |  | Mitsubishi Electric | [10 empty] | 10/5/2022 | 2 - Normal | 2 - Medium | 1 - Excellent |  | 3 - Normal
Wagga Wagga Ambulance Station (RAIR) | Wagga Wagga Ambulance Station (RAIR) | Ground | 6 |  |  | A/C Cassette | 1 | 0 |  | Mitsubishi Electric | [10 empty] | 10/5/2022 | 2 - Normal | 2 - Medium | 1 - Excellent |  | 3 - Normal
Wagga Wagga Ambulance Station (RAIR) | Wagga Wagga Ambulance Station (RAIR) | Ground | 6 |  |  | Emergency Exit Light (Spitfire) | 1 | 0 | [12 empty] | 10/5/2022 | 2 - Normal | 2 - Medium | 1 - Excellent |  | 3 - Normal
Wagga Wagga Ambulance Station (RAIR) | Wagga Wagga Ambulance Station (RAIR) | Ground | 6 |  |  | Smoke Detector | 1 | 0 | [12 empty] | 10/5/2022 | 2 - Normal | 2 - Medium | 1 - Excellent |  | 3 - Normal
Wagga Wagga Ambulance Station (RAIR) | Wagga Wagga Ambulance Station (RAIR) | Ground | 7 |  |  | Thermal Heat Detector | 1 | 0 | [12 empty] | 10/5/2022 | 2 - Normal | 2 - Medium | 1 - Excellent |  | 3 - Normal
Wagga Wagga Ambulance Station (RAIR) | Wagga Wagga Ambulance Station (RAIR) | Ground | 7 |  | WAG-0004 | TMV | 1 | WAG-0004 |  | Enware |  | Aquablend 1500 | [8 empty] | 10/5/2022 | 2 - Normal | 2 - Medium | 1 - Excellent |  | 3 - Normal
Wagga Wagga Ambulance Station (RAIR) | Wagga Wagga Ambulance Station (RAIR) | Ground | 8 | Above door to entry |  | Emergency Exit Light (Green) | 1 | 0 |  | Clevertronics |  | Ultrablade | [8 empty] | 10/5/2022 | 2 - Normal | 2 - Medium | 1 - Excellent |  | 3 - Normal
Wagga Wagga Ambulance Station (RAIR) | Wagga Wagga Ambulance Station (RAIR) | Ground | 8 |  | WAG-0005 | Fire Indicator Panel (FIP) | 1 | WAG-0005 | Incite Fire | Kentec |  | Syncro-AS Analogue panel | [8 empty] | 10/5/2022 | 2 - Normal | 2 - Medium | 1 - Excellent |  | 3 - Normal
Wagga Wagga Ambulance Station (RAIR) | Wagga Wagga Ambulance Station (RAIR) | Ground | 8 |  |  | Smoke Detector | 2 | 0 | [12 empty] | 10/5/2022 | 2 - Normal | 2 - Medium | 1 - Excellent |  | 3 - Normal
Wagga Wagga Ambulance Station (RAIR) | Wagga Wagga Ambulance Station (RAIR) | Ground | 8 |  |  | Smoke Detector | 2 | 0 | [12 empty] | 10/5/2022 | 2 - Normal | 2 - Medium | 1 - Excellent |  | 3 - Normal
Wagga Wagga Ambulance Station (RAIR) | Wagga Wagga Ambulance Station (RAIR) | Ground | 8 |  |  | Emergency Exit Light (Spitfire) | 1 | 0 | [12 empty] | 10/5/2022 | 2 - Normal | 2 - Medium | 1 - Excellent |  | 3 - Normal
Wagga Wagga Ambulance Station (RAIR) | Wagga Wagga Ambulance Station (RAIR) | Ground | 9 |  |  | Emergency Exit Light (Spitfire) | 1 | 0 | [12 empty] | 10/5/2022 | 2 - Normal | 2 - Medium | 1 - Excellent |  | 3 - Normal
Wagga Wagga Ambulance Station (RAIR) | Wagga Wagga Ambulance Station (RAIR) | Ground | 9 | Above door to Plantroom |  | Emergency Exit Light (Green) | 1 | 0 |  | Robus | [10 empty] | 10/5/2022 | 2 - Normal | 2 - Medium | 1 - Excellent |  | 3 - Normal
Wagga Wagga Ambulance Station (RAIR) | Wagga Wagga Ambulance Station (RAIR) | Ground | 9 |  |  | Smoke Detector | 1 | 0 | [12 empty] | 10/5/2022 | 2 - Normal | 2 - Medium | 1 - Excellent |  | 3 - Normal
Wagga Wagga Ambulance Station (RAIR) | Wagga Wagga Ambulance Station (RAIR) | Ground | 9 |  |  | A/C Cassette | 1 | 0 |  | Mitsubishi Electric | [10 empty] | 10/5/2022 | 2 - Normal | 2 - Medium | 1 - Excellent |  | 3 - Normal
Wagga Wagga Ambulance Station (RAIR) | Wagga Wagga Ambulance Station (RAIR) | Ground | 10 |  |  | Smoke Detector | 1 | 0 | [12 empty] | 10/5/2022 | 2 - Normal | 2 - Medium | 1 - Excellent |  | 3 - Normal
Wagga Wagga Ambulance Station (RAIR) | Wagga Wagga Ambulance Station (RAIR) | Ground | 10 |  | WAG-0006 | A/C Unit Split (Indoor) | 1 | WAG-0006 |  | Hitachi |  | RAS-E25YHA | 3535 | [7 empty] | 10/5/2022 | 2 - Normal | 2 - Medium | 1 - Excellent |  | 3 - Normal
Wagga Wagga Ambulance Station (RAIR) | Wagga Wagga Ambulance Station (RAIR) | Ground | 12 |  | WAG-0007 | Safe | 1 | WAG-0007 |  | Guardall | [10 empty] | 10/5/2022 | 2 - Normal | 2 - Medium | 1 - Excellent |  | 3 - Normal
Wagga Wagga Ambulance Station (RAIR) | Wagga Wagga Ambulance Station (RAIR) | Ground | 12 |  | WAG-0008 | EKA controller box | 1 | WAG-0008 | [12 empty] | 10/5/2022 | 2 - Normal | 2 - Medium | 1 - Excellent |  | 3 - Normal
Wagga Wagga Ambulance Station (RAIR) | Wagga Wagga Ambulance Station (RAIR) | Ground | 12 |  | WAG-0009 | Medisafe | 1 | WAG-0009 |  | Quirks | 1/1/2016 | Medisafe HB80 | HA160714828 | [7 empty] | 10/5/2022 | 2 - Normal | 2 - Medium | 1 - Excellent |  | 3 - Normal
Wagga Wagga Ambulance Station (RAIR) | Wagga Wagga Ambulance Station (RAIR) | Ground | 12 |  |  | Smoke Detector | 1 | 0 | [12 empty] | 10/5/2022 | 2 - Normal | 2 - Medium | 1 - Excellent |  | 3 - Normal
Wagga Wagga Ambulance Station (RAIR) | Wagga Wagga Ambulance Station (RAIR) | Ground | 12 |  |  | A/C Cassette | 1 | 0 |  | Mitsubishi Electric | [10 empty] | 10/5/2022 | 2 - Normal | 2 - Medium | 1 - Excellent |  | 3 - Normal
Wagga Wagga Ambulance Station (RAIR) | Wagga Wagga Ambulance Station (RAIR) | Ground | 13 |  |  | Smoke Detector | 1 | 0 | [12 empty] | 10/5/2022 | 2 - Normal | 2 - Medium | 1 - Excellent |  | 3 - Normal
Wagga Wagga Ambulance Station (RAIR) | Wagga Wagga Ambulance Station (RAIR) | Ground | 13 |  |  | Thermal Heat Detector | 1 | 0 | [12 empty] | 10/5/2022 | 2 - Normal | 2 - Medium | 1 - Excellent |  | 3 - Normal
Wagga Wagga Ambulance Station (RAIR) | Wagga Wagga Ambulance Station (RAIR) | Ground | 13 |  | WAG-0010 | Fire Extinguisher (C02) | 1 | WAG-0010 | [12 empty] | 10/5/2022 | 2 - Normal | 2 - Medium | 1 - Excellent |  | 3 - Normal
Wagga Wagga Ambulance Station (RAIR) | Wagga Wagga Ambulance Station (RAIR) | Ground | 13 |  | WAG-0011 | Fire Blanket | 1 | WAG-0011 | [12 empty] | 10/5/2022 | 2 - Normal | 2 - Medium | 1 - Excellent |  | 3 - Normal
Wagga Wagga Ambulance Station (RAIR) | Wagga Wagga Ambulance Station (RAIR) | Ground | 13 | Above lounge |  | A/C Cassette | 1 | 0 |  | Mitsubishi Electric | [10 empty] | 10/5/2022 | 2 - Normal | 2 - Medium | 1 - Excellent |  | 3 - Normal
Wagga Wagga Ambulance Station (RAIR) | Wagga Wagga Ambulance Station (RAIR) | Ground | 13 | Above kitchen |  | A/C Cassette | 1 | 0 |  | Mitsubishi Electric | [10 empty] | 10/5/2022 | 2 - Normal | 2 - Medium | 1 - Excellent |  | 3 - Normal
Wagga Wagga Ambulance Station (RAIR) | Wagga Wagga Ambulance Station (RAIR) | Ground | 13 | Above door to Plantroom |  | Emergency Exit Light (Green) | 1 | 0 |  | Clevertronics |  | Ultrablade | [8 empty] | 10/5/2022 | 2 - Normal | 2 - Medium | 1 - Excellent |  | 3 - Normal
Wagga Wagga Ambulance Station (RAIR) | Wagga Wagga Ambulance Station (RAIR) | Ground | 13 | Under sink | WAG-0012 | Billi Hot Water Service | 1 | WAG-0012 |  | Billi |  | 904060 LCH Quadra 460 XL | [8 empty] | 10/5/2022 | 2 - Normal | 2 - Medium | 1 - Excellent |  | 3 - Normal
Wagga Wagga Ambulance Station (RAIR) | Wagga Wagga Ambulance Station (RAIR) | Ground | 14 |  |  | Thermal Heat Detector | 3 | 0 | [12 empty] | 10/5/2022 | 2 - Normal | 2 - Medium | 1 - Excellent |  | 3 - Normal
Wagga Wagga Ambulance Station (RAIR) | Wagga Wagga Ambulance Station (RAIR) | Ground | 14 |  |  | Thermal Heat Detector | 3 | 0 | [12 empty] | 10/5/2022 | 2 - Normal | 2 - Medium | 1 - Excellent |  | 3 - Normal
Wagga Wagga Ambulance Station (RAIR) | Wagga Wagga Ambulance Station (RAIR) | Ground | 14 |  |  | Thermal Heat Detector | 3 | 0 | [12 empty] | 10/5/2022 | 2 - Normal | 2 - Medium | 1 - Excellent |  | 3 - Normal
Wagga Wagga Ambulance Station (RAIR) | Wagga Wagga Ambulance Station (RAIR) | Ground | 15 |  |  | Thermal Heat Detector | 3 | 0 | [12 empty] | 10/5/2022 | 2 - Normal | 2 - Medium | 1 - Excellent |  | 3 - Normal
Wagga Wagga Ambulance Station (RAIR) | Wagga Wagga Ambulance Station (RAIR) | Ground | 15 |  |  | Thermal Heat Detector | 3 | 0 | [12 empty] | 10/5/2022 | 2 - Normal | 2 - Medium | 1 - Excellent |  | 3 - Normal
Wagga Wagga Ambulance Station (RAIR) | Wagga Wagga Ambulance Station (RAIR) | Ground | 15 |  |  | Thermal Heat Detector | 3 | 0 | [12 empty] | 10/5/2022 | 2 - Normal | 2 - Medium | 1 - Excellent |  | 3 - Normal
Wagga Wagga Ambulance Station (RAIR) | Wagga Wagga Ambulance Station (RAIR) | Ground | 15 |  | WAG-0013 | TMV | 1 | WAG-0013 |  | Enware |  | Aquablend 1500 | [8 empty] | 10/5/2022 | 2 - Normal | 2 - Medium | 1 - Excellent |  | 3 - Normal
Wagga Wagga Ambulance Station (RAIR) | Wagga Wagga Ambulance Station (RAIR) | Ground | 14 |  | WAG-0014 | TMV | 1 | WAG-0014 |  | Enware |  | Aquablend 1500 | [8 empty] | 10/5/2022 | 2 - Normal | 2 - Medium | 1 - Excellent |  | 3 - Normal
Wagga Wagga Ambulance Station (RAIR) | Wagga Wagga Ambulance Station (RAIR) | Ground | 16 |  |  | Smoke Detector | 1 | 0 | [12 empty] | 10/5/2022 | 2 - Normal | 2 - Medium | 1 - Excellent |  | 3 - Normal
Wagga Wagga Ambulance Station (RAIR) | Wagga Wagga Ambulance Station (RAIR) | Ground | 16 |  |  | A/C Cassette | 1 | 0 |  | Mitsubishi Electric | [10 empty] | 10/5/2022 | 2 - Normal | 2 - Medium | 1 - Excellent |  | 3 - Normal
Wagga Wagga Ambulance Station (RAIR) | Wagga Wagga Ambulance Station (RAIR) | Ground | 17 |  | WAG-0015 | A/C Unit Split (Indoor) | 1 | WAG-0015 |  | Mitsubishi Electric |  | MSZ-GE50VAD | 6001765 | [7 empty] | 10/5/2022 | 2 - Normal | 2 - Medium | 1 - Excellent |  | 3 - Normal
Wagga Wagga Ambulance Station (RAIR) | Wagga Wagga Ambulance Station (RAIR) | Ground | 17 |  |  | Smoke Detector | 1 | 0 | [12 empty] | 10/5/2022 | 2 - Normal | 2 - Medium | 1 - Excellent |  | 3 - Normal
Wagga Wagga Ambulance Station (RAIR) | Wagga Wagga Ambulance Station (RAIR) | Ground | 18 |  |  | Smoke Detector | 1 | 0 | [12 empty] | 10/5/2022 | 2 - Normal | 2 - Medium | 1 - Excellent |  | 3 - Normal
Wagga Wagga Ambulance Station (RAIR) | Wagga Wagga Ambulance Station (RAIR) | Ground | 18 |  |  | A/C Cassette | 1 | 0 |  | Mitsubishi Electric | [10 empty] | 10/5/2022 | 2 - Normal | 2 - Medium | 1 - Excellent |  | 3 - Normal
Wagga Wagga Ambulance Station (RAIR) | Wagga Wagga Ambulance Station (RAIR) | Ground | 19 | Next to medical store |  | Wallmount Battery Charger | 1 | 0 |  | Durst |  | BCSW - 1245 B | 126076 | [7 empty] | 10/5/2022 | 2 - Normal | 2 - Medium | 1 - Excellent |  | 3 - Normal
Wagga Wagga Ambulance Station (RAIR) | Wagga Wagga Ambulance Station (RAIR) | Ground | 19 | Next to medical store |  | Vehicle Battery Charger | 1 | 0 |  | Durst |  | BCSW-1245 | A90821015 | [7 empty] | 10/5/2022 | 2 - Normal | 2 - Medium | 1 - Excellent |  | 3 - Normal
Wagga Wagga Ambulance Station (RAIR) | Wagga Wagga Ambulance Station (RAIR) | Ground | 19 |  | WAG-0017 | Carbon Monoxide monitor | 1 | WAG-0017 |  | Senva | 1/4/2016 | CO-EC-W-A | W-A003422 | [7 empty] | 10/5/2022 | 2 - Normal | 2 - Medium | 1 - Excellent |  | 3 - Normal
Wagga Wagga Ambulance Station (RAIR) | Wagga Wagga Ambulance Station (RAIR) | Ground | 19 | Next to admin |  | Wallmount Battery Charger | 1 | 0 |  | Durst |  | BCSW - 1245 B | 125220 | [7 empty] | 10/5/2022 | 2 - Normal | 2 - Medium | 1 - Excellent |  | 3 - Normal
Wagga Wagga Ambulance Station (RAIR) | Wagga Wagga Ambulance Station (RAIR) | Ground | 19 | Next to admin |  | Vehicle Battery Charger | 1 | 0 |  | Durst |  | BCS-1245C | A91216091 | [7 empty] | 10/5/2022 | 2 - Normal | 2 - Medium | 1 - Excellent |  | 3 - Normal
Wagga Wagga Ambulance Station (RAIR) | Wagga Wagga Ambulance Station (RAIR) | Ground | 19 | Right of admin door |  | Wallmount Battery Charger | 1 | 0 |  | Durst |  | BCSW - 1245 B | 125217 | [7 empty] | 10/5/2022 | 2 - Normal | 2 - Medium | 1 - Excellent |  | 3 - Normal
Wagga Wagga Ambulance Station (RAIR) | Wagga Wagga Ambulance Station (RAIR) | Ground | 19 | Right of admin door |  | Vehicle Battery Charger | 1 | 0 |  | Durst |  | BCS-1245C | A90416175 | [7 empty] | 10/5/2022 | 2 - Normal | 2 - Medium | 1 - Excellent |  | 3 - Normal
Wagga Wagga Ambulance Station (RAIR) | Wagga Wagga Ambulance Station (RAIR) | Ground | 19 | Close to utility |  | Wallmount Battery Charger | 1 | 0 |  | Durst |  | BCSW - 1225 B | 122665 | [7 empty] | 10/5/2022 | 2 - Normal | 2 - Medium | 1 - Excellent |  | 3 - Normal
Wagga Wagga Ambulance Station (RAIR) | Wagga Wagga Ambulance Station (RAIR) | Ground | 19 | Close to utility |  | Vehicle Battery Charger | 1 | 0 |  | Durst |  | BCS-1225C | A90416020 | [7 empty] | 10/5/2022 | 2 - Normal | 2 - Medium | 1 - Excellent |  | 3 - Normal
Wagga Wagga Ambulance Station (RAIR) | Wagga Wagga Ambulance Station (RAIR) | Ground | 19 | Near bifold door to street | WAG-0019 | Solar Inverter | 1 | WAG-0019 |  | Sungrow |  | SG10RT | A2142004468 | [7 empty] | 10/5/2022 | 2 - Normal | 2 - Medium | 1 - Excellent |  | 3 - Normal
Wagga Wagga Ambulance Station (RAIR) | Wagga Wagga Ambulance Station (RAIR) | Ground | 19 | Solar DB | WAG-0018 | Distribution Board | 1 | WAG-0018 |  | Supply Partners |  | GP-MULTI-110 | 2130-GPM110-150 | [7 empty] | 10/5/2022 | 2 - Normal | 2 - Medium | 1 - Excellent |  | 3 - Normal
Wagga Wagga Ambulance Station (RAIR) | Wagga Wagga Ambulance Station (RAIR) | Ground | 19 | On solar DB |  | RCBO | 1 | 0 |  | Eureka |  | LSNOC10A/003 C10 | [5 empty] | WAG-0018 |  |  | 10/5/2022 | 2 - Normal | 2 - Medium | 1 - Excellent |  | 3 - Normal
Wagga Wagga Ambulance Station (RAIR) | Wagga Wagga Ambulance Station (RAIR) | Ground | 19 | Next to bifold door | WAG-0020 | Solar Inverter | 1 | WAG-0020 |  | SUNGROW | [10 empty] | 10/5/2022 | 2 - Normal | 2 - Medium | 1 - Excellent |  | 3 - Normal
Wagga Wagga Ambulance Station (RAIR) | Wagga Wagga Ambulance Station (RAIR) | Ground | 19 | Above exit door to street side |  | Emergency Exit Light (Green) | 1 | 0 |  | Clevertronics | [10 empty] | 10/5/2022 | 2 - Normal | 2 - Medium | 1 - Excellent |  | 3 - Normal
Wagga Wagga Ambulance Station (RAIR) | Wagga Wagga Ambulance Station (RAIR) | Ground | 19 | Next to exit door | WAG-0021 | Fire Blanket | 1 | WAG-0021 | [12 empty] | 10/5/2022 | 2 - Normal | 2 - Medium | 1 - Excellent |  | 3 - Normal
Wagga Wagga Ambulance Station (RAIR) | Wagga Wagga Ambulance Station (RAIR) | Ground | 19 | Next to exit door | WAG-0022 | Fire Extinguisher (C02) | 1 | WAG-0022 | [12 empty] | 10/5/2022 | 2 - Normal | 2 - Medium | 1 - Excellent |  | 3 - Normal
Wagga Wagga Ambulance Station (RAIR) | Wagga Wagga Ambulance Station (RAIR) | Ground | 19 | Outside oil separator | WAG-0023 | Mechanical Services Control Panel | 1 | WAG-0023 |  | RIC Electrics | [10 empty] | 10/5/2022 | 2 - Normal | 2 - Medium | 1 - Excellent |  | 3 - Normal
Wagga Wagga Ambulance Station (RAIR) | Wagga Wagga Ambulance Station (RAIR) | Ground | 19 | Above Mechanical services control panel | WAG-0024 | Variable Speed Drive | 1 | WAG-0024 |  | Vacon |  | 151016 | S00000528798 | [7 empty] | 10/5/2022 | 2 - Normal | 2 - Medium | 1 - Excellent |  | 3 - Normal
Wagga Wagga Ambulance Station (RAIR) | Wagga Wagga Ambulance Station (RAIR) | Ground | 19 | Above mechanical services control panel | WAG-0025 | Variable Speed Drive | 1 | WAG-0025 |  | Vacon |  | 151016 | S00000528816 | [7 empty] | 10/5/2022 | 2 - Normal | 2 - Medium | 1 - Excellent |  | 3 - Normal
Wagga Wagga Ambulance Station (RAIR) | Wagga Wagga Ambulance Station (RAIR) | Ground | 19 | Above mechanical services control panel | WAG-0026 | Variable Speed Drive | 1 | WAG-0026 |  | Vacon |  | 151016 | S00000528804 | [7 empty] | 10/5/2022 | 2 - Normal | 2 - Medium | 1 - Excellent |  | 3 - Normal
Wagga Wagga Ambulance Station (RAIR) | Wagga Wagga Ambulance Station (RAIR) | Ground | 19 | Motor for door leading to street |  | Automatic BiFold Door Motor | 1 | 0 |  | Grifco | 1/6/2018 | EDH102 | 185200987 | [7 empty] | 10/5/2022 | 2 - Normal | 2 - Medium | 1 - Excellent |  | 3 - Normal
Wagga Wagga Ambulance Station (RAIR) | Wagga Wagga Ambulance Station (RAIR) | Ground | 19 | Next to bifold door street side |  | UPS | 1 | 0 | [12 empty] | 10/5/2022 | 2 - Normal | 2 - Medium | 1 - Excellent |  | 3 - Normal
Wagga Wagga Ambulance Station (RAIR) | Wagga Wagga Ambulance Station (RAIR) | Ground | 19 | Next to gym |  | Wallmount Battery Charger | 1 | 0 |  | Durst |  | BCSW - 1225 B | 122669 | [7 empty] | 10/5/2022 | 2 - Normal | 2 - Medium | 1 - Excellent |  | 3 - Normal
Wagga Wagga Ambulance Station (RAIR) | Wagga Wagga Ambulance Station (RAIR) | Ground | 19 | Closest to street | WAG-0027 | Automatic Bi-fold Door | 1 | WAG-0027 | [6 empty] | 3.33 | 7 |  |  |  |  | 10/5/2022 | 2 - Normal | 2 - Medium | 1 - Excellent |  | 3 - Normal
Wagga Wagga Ambulance Station (RAIR) | Wagga Wagga Ambulance Station (RAIR) | Ground | 19 | Next to gym |  | Vehicle Battery Charger | 1 | 0 |  | Durst |  | BCS-1225C | A90416032 | [7 empty] | 10/5/2022 | 2 - Normal | 2 - Medium | 1 - Excellent |  | 3 - Normal
Wagga Wagga Ambulance Station (RAIR) | Wagga Wagga Ambulance Station (RAIR) | Ground | 19 | Back wall |  | Wallmount Battery Charger | 1 | 0 |  | Durst |  | BCSW - 1245 B | 125219 | [7 empty] | 10/5/2022 | 2 - Normal | 2 - Medium | 1 - Excellent |  | 3 - Normal
Wagga Wagga Ambulance Station (RAIR) | Wagga Wagga Ambulance Station (RAIR) | Ground | 19 | Back wall |  | Vehicle Battery Charger | 1 | 0 |  | Durst |  | BCS-1245C | A90918033 | [7 empty] | 10/5/2022 | 2 - Normal | 2 - Medium | 1 - Excellent |  | 3 - Normal
Wagga Wagga Ambulance Station (RAIR) | Wagga Wagga Ambulance Station (RAIR) | Ground | 19 | Back wall |  | Wallmount Battery Charger | 1 | 0 |  | Durst |  | BCSW - 1225 B | 122668 | [7 empty] | 10/5/2022 | 2 - Normal | 2 - Medium | 1 - Excellent |  | 3 - Normal
Wagga Wagga Ambulance Station (RAIR) | Wagga Wagga Ambulance Station (RAIR) | Ground | 19 | Back wall |  | Vehicle Battery Charger | 1 | 0 |  | Durst |  | BCS-1225C | A90416017 | [7 empty] | 10/5/2022 | 2 - Normal | 2 - Medium | 1 - Excellent |  | 3 - Normal
Wagga Wagga Ambulance Station (RAIR) | Wagga Wagga Ambulance Station (RAIR) | Ground | 19 | Back wall | WAG-0028 | Carbon Monoxide monitor | 1 | WAG-0028 |  | Senva |  | CO-EC-W-A | W-A003516 | [7 empty] | 10/5/2022 | 2 - Normal | 2 - Medium | 1 - Excellent |  | 3 - Normal
Wagga Wagga Ambulance Station (RAIR) | Wagga Wagga Ambulance Station (RAIR) | Ground | 19 | Back wall |  | Wallmount Battery Charger | 1 | 0 |  | Durst |  | BCSW - 1245 B | 125226 | [7 empty] | 10/5/2022 | 2 - Normal | 2 - Medium | 1 - Excellent |  | 3 - Normal
Wagga Wagga Ambulance Station (RAIR) | Wagga Wagga Ambulance Station (RAIR) | Ground | 19 | Back wall |  | Vehicle Battery Charger | 1 | 0 |  | Durst |  | BCS-1245C | A90416166 | [7 empty] | 10/5/2022 | 2 - Normal | 2 - Medium | 1 - Excellent |  | 3 - Normal
Wagga Wagga Ambulance Station (RAIR) | Wagga Wagga Ambulance Station (RAIR) | Ground | 19 | Back wall |  | Wallmount Battery Charger | 1 | 0 |  | Durst |  | BCSW - 1245 B | 126075 | [7 empty] | 10/5/2022 | 2 - Normal | 2 - Medium | 1 - Excellent |  | 3 - Normal
Wagga Wagga Ambulance Station (RAIR) | Wagga Wagga Ambulance Station (RAIR) | Ground | 19 | Back wall |  | Vehicle Battery Charger | 1 | 0 |  | Durst |  | BCS-1245C | A90821016 | [7 empty] | 10/5/2022 | 2 - Normal | 2 - Medium | 1 - Excellent |  | 3 - Normal
Wagga Wagga Ambulance Station (RAIR) | Wagga Wagga Ambulance Station (RAIR) | Ground | 19 | Back wall |  | Wallmount Battery Charger | 1 | 0 |  | Durst |  | BCSW - 1245 B | 125221 | [7 empty] | 10/5/2022 | 2 - Normal | 2 - Medium | 1 - Excellent |  | 3 - Normal
Wagga Wagga Ambulance Station (RAIR) | Wagga Wagga Ambulance Station (RAIR) | Ground | 19 | Back wall |  | Vehicle Battery Charger | 1 | 0 |  | Durst |  | BCS-1245C | A90918061 | [7 empty] | 10/5/2022 | 2 - Normal | 2 - Medium | 1 - Excellent |  | 3 - Normal
Wagga Wagga Ambulance Station (RAIR) | Wagga Wagga Ambulance Station (RAIR) | Ground | 19 | Corner plant |  | Air Compressor | 1 | 0 |  | BAUER |  | Junior 2 | [8 empty] | 10/5/2022 | 2 - Normal | 2 - Medium | 1 - Excellent |  | 3 - Normal
Wagga Wagga Ambulance Station (RAIR) | Wagga Wagga Ambulance Station (RAIR) | Ground | 19 | Wall next to wash bay | WAG-0031 | Pressure Cleaner | 1 | WAG-0031 | [12 empty] | 10/5/2022 | 2 - Normal | 2 - Medium | 1 - Excellent |  | 3 - Normal
Wagga Wagga Ambulance Station (RAIR) | Wagga Wagga Ambulance Station (RAIR) | Ground | 19 | Above door to wash bay |  | Emergency Exit Light (Green) | 1 | 0 |  | Clevertronics | [10 empty] | 10/5/2022 | 2 - Normal | 2 - Medium | 1 - Excellent |  | 3 - Normal
Wagga Wagga Ambulance Station (RAIR) | Wagga Wagga Ambulance Station (RAIR) | Ground | 19 | Next to wash bay | WAG-0029 | Fire Extinguisher (C02) | 1 | WAG-0029 | [12 empty] | 10/5/2022 | 2 - Normal | 2 - Medium | 1 - Excellent |  | 3 - Normal
Wagga Wagga Ambulance Station (RAIR) | Wagga Wagga Ambulance Station (RAIR) | Ground | 19 | Next to wash bay | WAG-0030 | Fire Blanket | 1 | WAG-0030 | [12 empty] | 10/5/2022 | 2 - Normal | 2 - Medium | 1 - Excellent |  | 3 - Normal
Wagga Wagga Ambulance Station (RAIR) | Wagga Wagga Ambulance Station (RAIR) | Ground | 19 | Next to wash bay door |  | Vehicle Battery Charger | 1 | 0 |  | Durst |  | BCS-1225C | A90610156 | [7 empty] | 10/5/2022 | 2 - Normal | 2 - Medium | 1 - Excellent |  | 3 - Normal
Wagga Wagga Ambulance Station (RAIR) | Wagga Wagga Ambulance Station (RAIR) | Ground | 19 | Rear roller door to ambulance plant |  | Automatic Roller Door Motor | 1 | 0 |  | Grifco | 1/7/2015 | EDL103 | 156630159 | [7 empty] | 10/5/2022 | 2 - Normal | 2 - Medium | 1 - Excellent |  | 3 - Normal
Wagga Wagga Ambulance Station (RAIR) | Wagga Wagga Ambulance Station (RAIR) | Ground | 19 | Rear entry to ambulance Plantroom | WAG-0032 | Automatic Roller Door | 1 | WAG-0032 |  | ANSA |  |  |  |  | 3.4 | 7 |  |  |  |  | 10/5/2022 | 2 - Normal | 2 - Medium | 1 - Excellent |  | 3 - Normal
Wagga Wagga Ambulance Station (RAIR) | Wagga Wagga Ambulance Station (RAIR) | Ground | 19 |  |  | Thermal Heat Detector | 12 | 0 | [12 empty] | 10/5/2022 | 2 - Normal | 2 - Medium | 1 - Excellent |  | 3 - Normal
Wagga Wagga Ambulance Station (RAIR) | Wagga Wagga Ambulance Station (RAIR) | Ground | 19 |  |  | Thermal Heat Detector | 12 | 0 | [12 empty] | 10/5/2022 | 2 - Normal | 2 - Medium | 1 - Excellent |  | 3 - Normal
Wagga Wagga Ambulance Station (RAIR) | Wagga Wagga Ambulance Station (RAIR) | Ground | 19 |  |  | Thermal Heat Detector | 12 | 0 | [12 empty] | 10/5/2022 | 2 - Normal | 2 - Medium | 1 - Excellent |  | 3 - Normal
Wagga Wagga Ambulance Station (RAIR) | Wagga Wagga Ambulance Station (RAIR) | Ground | 19 |  |  | Thermal Heat Detector | 12 | 0 | [12 empty] | 10/5/2022 | 2 - Normal | 2 - Medium | 1 - Excellent |  | 3 - Normal
Wagga Wagga Ambulance Station (RAIR) | Wagga Wagga Ambulance Station (RAIR) | Ground | 19 |  |  | Thermal Heat Detector | 12 | 0 | [12 empty] | 10/5/2022 | 2 - Normal | 2 - Medium | 1 - Excellent |  | 3 - Normal
Wagga Wagga Ambulance Station (RAIR) | Wagga Wagga Ambulance Station (RAIR) | Ground | 19 |  |  | Thermal Heat Detector | 12 | 0 | [12 empty] | 10/5/2022 | 2 - Normal | 2 - Medium | 1 - Excellent |  | 3 - Normal
Wagga Wagga Ambulance Station (RAIR) | Wagga Wagga Ambulance Station (RAIR) | Ground | 19 |  |  | Thermal Heat Detector | 12 | 0 | [12 empty] | 10/5/2022 | 2 - Normal | 2 - Medium | 1 - Excellent |  | 3 - Normal
Wagga Wagga Ambulance Station (RAIR) | Wagga Wagga Ambulance Station (RAIR) | Ground | 19 |  |  | Thermal Heat Detector | 12 | 0 | [12 empty] | 10/5/2022 | 2 - Normal | 2 - Medium | 1 - Excellent |  | 3 - Normal
Wagga Wagga Ambulance Station (RAIR) | Wagga Wagga Ambulance Station (RAIR) | Ground | 19 |  |  | Thermal Heat Detector | 12 | 0 | [12 empty] | 10/5/2022 | 2 - Normal | 2 - Medium | 1 - Excellent |  | 3 - Normal
Wagga Wagga Ambulance Station (RAIR) | Wagga Wagga Ambulance Station (RAIR) | Ground | 19 |  |  | Thermal Heat Detector | 12 | 0 | [12 empty] | 10/5/2022 | 2 - Normal | 2 - Medium | 1 - Excellent |  | 3 - Normal
Wagga Wagga Ambulance Station (RAIR) | Wagga Wagga Ambulance Station (RAIR) | Ground | 19 |  |  | Thermal Heat Detector | 12 | 0 | [12 empty] | 10/5/2022 | 2 - Normal | 2 - Medium | 1 - Excellent |  | 3 - Normal
Wagga Wagga Ambulance Station (RAIR) | Wagga Wagga Ambulance Station (RAIR) | Ground | 19 |  |  | Thermal Heat Detector | 12 | 0 | [12 empty] | 10/5/2022 | 2 - Normal | 2 - Medium | 1 - Excellent |  | 3 - Normal
Wagga Wagga Ambulance Station (RAIR) | Wagga Wagga Ambulance Station (RAIR) | Ground | 19 |  |  | Emergency Exit Light (Spitfire) | 2 | 0 | [12 empty] | 10/5/2022 | 2 - Normal | 2 - Medium | 1 - Excellent |  | 3 - Normal
Wagga Wagga Ambulance Station (RAIR) | Wagga Wagga Ambulance Station (RAIR) | Ground | 19 |  |  | Emergency Exit Light (Spitfire) | 2 | 0 | [12 empty] | 10/5/2022 | 2 - Normal | 2 - Medium | 1 - Excellent |  | 3 - Normal
Wagga Wagga Ambulance Station (RAIR) | Wagga Wagga Ambulance Station (RAIR) | Ground | 19 |  | WAG-0033 | Safe | 1 | WAG-0033 |  | Guardall | [10 empty] | 10/5/2022 | 2 - Normal | 2 - Medium | 1 - Excellent |  | 3 - Normal
Wagga Wagga Ambulance Station (RAIR) | Wagga Wagga Ambulance Station (RAIR) | Ground | 19 | Next to auto roller door |  | Wallmount Battery Charger | 1 | 0 |  | Durst |  | BCSW - 2415 BS | [8 empty] | 10/5/2022 | 2 - Normal | 2 - Medium | 1 - Excellent |  | 3 - Normal
Wagga Wagga Ambulance Station (RAIR) | Wagga Wagga Ambulance Station (RAIR) | Ground | 19 |  |  | Vehicle Battery Charger | 1 | 0 |  | BCS-2425B |  |  | A90800347 | [7 empty] | 10/5/2022 | 2 - Normal | 2 - Medium | 1 - Excellent |  | 3 - Normal
Wagga Wagga Ambulance Station (RAIR) | Wagga Wagga Ambulance Station (RAIR) | Ground | 20 |  |  | Emergency Exit Light (Spitfire) | 1 | 0 | [12 empty] | 10/5/2022 | 2 - Normal | 2 - Medium | 1 - Excellent |  | 3 - Normal
Wagga Wagga Ambulance Station (RAIR) | Wagga Wagga Ambulance Station (RAIR) | Ground | 20 |  |  | Smoke Detector | 1 | 0 | [12 empty] | 10/5/2022 | 2 - Normal | 2 - Medium | 1 - Excellent |  | 3 - Normal
Wagga Wagga Ambulance Station (RAIR) | Wagga Wagga Ambulance Station (RAIR) | Ground | 21 |  | WAG-0034 | Oil Separator Tank | 1 | WAG-0034 |  | Industrial separation systems | [10 empty] | 10/5/2022 | 2 - Normal | 2 - Medium | 1 - Excellent |  | 3 - Normal
Wagga Wagga Ambulance Station (RAIR) | Wagga Wagga Ambulance Station (RAIR) | Ground | 21 |  | WAG-0035 | Diaphragm Pump | 1 | WAG-0035 |  | ASM PUMPS |  | DS25 | 22537 | [7 empty] | 10/5/2022 | 2 - Normal | 2 - Medium | 1 - Excellent |  | 3 - Normal
Wagga Wagga Ambulance Station (RAIR) | Wagga Wagga Ambulance Station (RAIR) | Ground | 21 |  | WAG-0036 | Oil Seperator Induction Motor | 1 | WAG-0036 |  | WEG | 20/3/2015 | W21 | 1028436049 | [7 empty] | 10/5/2022 | 2 - Normal | 2 - Medium | 1 - Excellent |  | 3 - Normal
Wagga Wagga Ambulance Station (RAIR) | Wagga Wagga Ambulance Station (RAIR) | Ground | 40 |  | WAG-0038 | Fire Door | 1 | WAG-0038 |  | R.E. SPENCE & Co | 1/1/2016 |  | 63409 | [7 empty] | 10/5/2022 | 2 - Normal | 2 - Medium | 1 - Excellent |  | 3 - Normal
Wagga Wagga Ambulance Station (RAIR) | Wagga Wagga Ambulance Station (RAIR) | Ground | 40 |  | WAG-0037 | Fire Door Frame | 1 | WAG-0037 |  | R.E. SPENCE &Co | 1/1/2016 | [9 empty] | 10/5/2022 | 2 - Normal | 2 - Medium | 1 - Excellent |  | 3 - Normal
Wagga Wagga Ambulance Station (RAIR) | Wagga Wagga Ambulance Station (RAIR) | Ground | 40 |  | WAG-0039 | Fire Door | 1 | WAG-0039 |  | R.E. Spence & Co | 1/1/2016 |  | 63410 | [7 empty] | 10/5/2022 | 2 - Normal | 2 - Medium | 1 - Excellent |  | 3 - Normal
Wagga Wagga Ambulance Station (RAIR) | Wagga Wagga Ambulance Station (RAIR) | Ground | 40 |  | WAG-0040 | Main Switchboard | 1 | WAG-0040 |  | MV Manufacturing group | 1/5/2016 |  | MVNE2778 | [7 empty] | 10/5/2022 | 2 - Normal | 2 - Medium | 1 - Excellent |  | 3 - Normal
Wagga Wagga Ambulance Station (RAIR) | Wagga Wagga Ambulance Station (RAIR) | Ground | 40 | On main switchboard |  | RCBO | 21 | 0 |  | NHP |  | DSRCBH61630A C16 | [5 empty] | WAG-0040 |  |  | 10/5/2022 | 2 - Normal | 2 - Medium | 1 - Excellent |  | 3 - Normal
Wagga Wagga Ambulance Station (RAIR) | Wagga Wagga Ambulance Station (RAIR) | Ground | 40 | On main switchboard |  | RCBO | 21 | 0 |  | NHP |  | DSRCBH61630A C16 | [5 empty] | WAG-0040 |  |  | 10/5/2022 | 2 - Normal | 2 - Medium | 1 - Excellent |  | 3 - Normal
Wagga Wagga Ambulance Station (RAIR) | Wagga Wagga Ambulance Station (RAIR) | Ground | 40 | On main switchboard |  | RCBO | 21 | 0 |  | NHP |  | DSRCBH61630A C16 | [5 empty] | WAG-0040 |  |  | 10/5/2022 | 2 - Normal | 2 - Medium | 1 - Excellent |  | 3 - Normal
Wagga Wagga Ambulance Station (RAIR) | Wagga Wagga Ambulance Station (RAIR) | Ground | 40 | On main switchboard |  | RCBO | 21 | 0 |  | NHP |  | DSRCBH61630A C16 | [5 empty] | WAG-0040 |  |  | 10/5/2022 | 2 - Normal | 2 - Medium | 1 - Excellent |  | 3 - Normal
Wagga Wagga Ambulance Station (RAIR) | Wagga Wagga Ambulance Station (RAIR) | Ground | 40 | On main switchboard |  | RCBO | 21 | 0 |  | NHP |  | DSRCBH61630A C16 | [5 empty] | WAG-0040 |  |  | 10/5/2022 | 2 - Normal | 2 - Medium | 1 - Excellent |  | 3 - Normal
Wagga Wagga Ambulance Station (RAIR) | Wagga Wagga Ambulance Station (RAIR) | Ground | 40 | On main switchboard |  | RCBO | 21 | 0 |  | NHP |  | DSRCBH61630A C16 | [5 empty] | WAG-0040 |  |  | 10/5/2022 | 2 - Normal | 2 - Medium | 1 - Excellent |  | 3 - Normal
Wagga Wagga Ambulance Station (RAIR) | Wagga Wagga Ambulance Station (RAIR) | Ground | 40 | On main switchboard |  | RCBO | 21 | 0 |  | NHP |  | DSRCBH61630A C16 | [5 empty] | WAG-0040 |  |  | 10/5/2022 | 2 - Normal | 2 - Medium | 1 - Excellent |  | 3 - Normal
Wagga Wagga Ambulance Station (RAIR) | Wagga Wagga Ambulance Station (RAIR) | Ground | 40 | On main switchboard |  | RCBO | 21 | 0 |  | NHP |  | DSRCBH61630A C16 | [5 empty] | WAG-0040 |  |  | 10/5/2022 | 2 - Normal | 2 - Medium | 1 - Excellent |  | 3 - Normal
Wagga Wagga Ambulance Station (RAIR) | Wagga Wagga Ambulance Station (RAIR) | Ground | 40 | On main switchboard |  | RCBO | 21 | 0 |  | NHP |  | DSRCBH61630A C16 | [5 empty] | WAG-0040 |  |  | 10/5/2022 | 2 - Normal | 2 - Medium | 1 - Excellent |  | 3 - Normal
Wagga Wagga Ambulance Station (RAIR) | Wagga Wagga Ambulance Station (RAIR) | Ground | 40 | On main switchboard |  | RCBO | 21 | 0 |  | NHP |  | DSRCBH61630A C16 | [5 empty] | WAG-0040 |  |  | 10/5/2022 | 2 - Normal | 2 - Medium | 1 - Excellent |  | 3 - Normal
Wagga Wagga Ambulance Station (RAIR) | Wagga Wagga Ambulance Station (RAIR) | Ground | 40 | On main switchboard |  | RCBO | 21 | 0 |  | NHP |  | DSRCBH61630A C16 | [5 empty] | WAG-0040 |  |  | 10/5/2022 | 2 - Normal | 2 - Medium | 1 - Excellent |  | 3 - Normal
Wagga Wagga Ambulance Station (RAIR) | Wagga Wagga Ambulance Station (RAIR) | Ground | 40 | On main switchboard |  | RCBO | 21 | 0 |  | NHP |  | DSRCBH61630A C16 | [5 empty] | WAG-0040 |  |  | 10/5/2022 | 2 - Normal | 2 - Medium | 1 - Excellent |  | 3 - Normal
Wagga Wagga Ambulance Station (RAIR) | Wagga Wagga Ambulance Station (RAIR) | Ground | 40 | On main switchboard |  | RCBO | 21 | 0 |  | NHP |  | DSRCBH61630A C16 | [5 empty] | WAG-0040 |  |  | 10/5/2022 | 2 - Normal | 2 - Medium | 1 - Excellent |  | 3 - Normal
Wagga Wagga Ambulance Station (RAIR) | Wagga Wagga Ambulance Station (RAIR) | Ground | 40 | On main switchboard |  | RCBO | 21 | 0 |  | NHP |  | DSRCBH61630A C16 | [5 empty] | WAG-0040 |  |  | 10/5/2022 | 2 - Normal | 2 - Medium | 1 - Excellent |  | 3 - Normal
Wagga Wagga Ambulance Station (RAIR) | Wagga Wagga Ambulance Station (RAIR) | Ground | 40 | On main switchboard |  | RCBO | 21 | 0 |  | NHP |  | DSRCBH61630A C16 | [5 empty] | WAG-0040 |  |  | 10/5/2022 | 2 - Normal | 2 - Medium | 1 - Excellent |  | 3 - Normal
Wagga Wagga Ambulance Station (RAIR) | Wagga Wagga Ambulance Station (RAIR) | Ground | 40 | On main switchboard |  | RCBO | 21 | 0 |  | NHP |  | DSRCBH61630A C16 | [5 empty] | WAG-0040 |  |  | 10/5/2022 | 2 - Normal | 2 - Medium | 1 - Excellent |  | 3 - Normal
Wagga Wagga Ambulance Station (RAIR) | Wagga Wagga Ambulance Station (RAIR) | Ground | 40 | On main switchboard |  | RCBO | 21 | 0 |  | NHP |  | DSRCBH61630A C16 | [5 empty] | WAG-0040 |  |  | 10/5/2022 | 2 - Normal | 2 - Medium | 1 - Excellent |  | 3 - Normal
Wagga Wagga Ambulance Station (RAIR) | Wagga Wagga Ambulance Station (RAIR) | Ground | 40 | On main switchboard |  | RCBO | 21 | 0 |  | NHP |  | DSRCBH61630A C16 | [5 empty] | WAG-0040 |  |  | 10/5/2022 | 2 - Normal | 2 - Medium | 1 - Excellent |  | 3 - Normal
Wagga Wagga Ambulance Station (RAIR) | Wagga Wagga Ambulance Station (RAIR) | Ground | 40 | On main switchboard |  | RCBO | 21 | 0 |  | NHP |  | DSRCBH61630A C16 | [5 empty] | WAG-0040 |  |  | 10/5/2022 | 2 - Normal | 2 - Medium | 1 - Excellent |  | 3 - Normal
Wagga Wagga Ambulance Station (RAIR) | Wagga Wagga Ambulance Station (RAIR) | Ground | 40 | On main switchboard |  | RCBO | 21 | 0 |  | NHP |  | DSRCBH61630A C16 | [5 empty] | WAG-0040 |  |  | 10/5/2022 | 2 - Normal | 2 - Medium | 1 - Excellent |  | 3 - Normal
Wagga Wagga Ambulance Station (RAIR) | Wagga Wagga Ambulance Station (RAIR) | Ground | 40 | On main switchboard |  | RCBO | 21 | 0 |  | NHP |  | DSRCBH61630A C16 | [5 empty] | WAG-0040 |  |  | 10/5/2022 | 2 - Normal | 2 - Medium | 1 - Excellent |  | 3 - Normal
Wagga Wagga Ambulance Station (RAIR) | Wagga Wagga Ambulance Station (RAIR) | Ground | 40 | On main switchboard |  | RCBO | 2 | 0 |  | NHP |  | DSRCBS1030C C10 | [5 empty] | WAG-0040 |  |  | 10/5/2022 | 2 - Normal | 2 - Medium | 1 - Excellent |  | 3 - Normal
Wagga Wagga Ambulance Station (RAIR) | Wagga Wagga Ambulance Station (RAIR) | Ground | 40 | On main switchboard |  | RCBO | 2 | 0 |  | NHP |  | DSRCBS1030C C10 | [5 empty] | WAG-0040 |  |  | 10/5/2022 | 2 - Normal | 2 - Medium | 1 - Excellent |  | 3 - Normal
Wagga Wagga Ambulance Station (RAIR) | Wagga Wagga Ambulance Station (RAIR) | Ground | 40 |  |  | Smoke Detector | 1 | 0 | [12 empty] | 10/5/2022 | 2 - Normal | 2 - Medium | 1 - Excellent |  | 3 - Normal
Wagga Wagga Ambulance Station (RAIR) | Wagga Wagga Ambulance Station (RAIR) | Ground | 11 |  |  | Smoke Detector | 1 | 0 | [12 empty] | 10/5/2022 | 2 - Normal | 2 - Medium | 1 - Excellent |  | 3 - Normal
Corowa Ambulance Station | Corowa Ambulance Station | Ground | 1 |  | COR-0001 | A/C Unit Split (Indoor) | 1 | COR-0001 |  | Mitsubishi Electric | 1/1/2015 | SRK35ZMA-S | 640000878BE | [7 empty] | 11/5/2022 | 2 - Normal | 2 - Medium | 1 - Excellent |  | 3 - Normal
Corowa Ambulance Station | Corowa Ambulance Station | Ground | 1 |  | COR-0002 | Safe | 1 | COR-0002 |  | CMI | [10 empty] | 11/5/2022 | 2 - Normal | 2 - Medium | 1 - Excellent |  | 3 - Normal
Corowa Ambulance Station | Corowa Ambulance Station | Ground | 2 |  | COR-0003 | Fire Extinguisher (Dry Chemical) | 1 | COR-0003 | [12 empty] | 11/5/2022 | 2 - Normal | 2 - Medium | 1 - Excellent |  | 3 - Normal
Corowa Ambulance Station | Corowa Ambulance Station | Ground | 2 |  | COR-0004 | A/C Unit Split (Indoor) | 1 | COR-0004 |  | Fujitsu |  | ASTA09LCC | E045089 | [7 empty] | 11/5/2022 | 2 - Normal | 2 - Medium | 1 - Excellent |  | 3 - Normal
Corowa Ambulance Station | Corowa Ambulance Station | Ground | 2 |  | COR-0005 | Safe | 1 | COR-0005 |  | Guardall | [10 empty] | 11/5/2022 | 2 - Normal | 2 - Medium | 1 - Excellent |  | 3 - Normal
Corowa Ambulance Station | Corowa Ambulance Station | Ground | 2 |  |  | Smoke Detector | 2 | 0 |  | Clipsal | [10 empty] | 11/5/2022 | 2 - Normal | 2 - Medium | 1 - Excellent |  | 3 - Normal
Corowa Ambulance Station | Corowa Ambulance Station | Ground | 2 |  |  | Smoke Detector | 2 | 0 |  | Clipsal | [10 empty] | 11/5/2022 | 2 - Normal | 2 - Medium | 1 - Excellent |  | 3 - Normal
Corowa Ambulance Station | Corowa Ambulance Station | Ground | 3 |  | COR-0006 | Automatic Sectional Door Motor | 1 | COR-0006 |  | Automatic Technology Australia |  | GDO-9V2 Enduro | [8 empty] | 11/5/2022 | 2 - Normal | 2 - Medium | 1 - Excellent |  | 3 - Normal
Corowa Ambulance Station | Corowa Ambulance Station | Ground | 3 |  | COR-0007 | Automatic Sectional Door | 1 | COR-0007 |  | B&D |  |  |  |  | 2.8 | 6 |  |  |  |  | 11/5/2022 | 2 - Normal | 2 - Medium | 1 - Excellent |  | 3 - Normal
Corowa Ambulance Station | Corowa Ambulance Station | Ground | 3 |  |  | Main Switchboard | 1 | 0 | [12 empty] | 11/5/2022 | 2 - Normal | 2 - Medium | 1 - Excellent |  | 3 - Normal
Corowa Ambulance Station | Corowa Ambulance Station | Ground | 3 | On main switchboard | COR-0008 | Distribution Board | 1 | COR-0008 | [12 empty] | 11/5/2022 | 2 - Normal | 2 - Medium | 1 - Excellent |  | 3 - Normal
Corowa Ambulance Station | Corowa Ambulance Station | Ground | 3 | On main switchboard | COR-0009 | Distribution Board | 1 | COR-0009 |  | Clipsal | [10 empty] | 11/5/2022 | 2 - Normal | 2 - Medium | 1 - Excellent |  | 3 - Normal
Corowa Ambulance Station | Corowa Ambulance Station | Ground | 3 | Distribution board | COR-0008 | RCD | 2 | COR-0008 |  | Clipsal |  | RCD240/30 | [5 empty] | COR-0008 |  |  | 11/5/2022 | 2 - Normal | 2 - Medium | 1 - Excellent |  | 3 - Normal
Corowa Ambulance Station | Corowa Ambulance Station | Ground | 3 | Distribution board | COR-0008 | RCD | 2 | COR-0008 |  | Clipsal |  | RCD240/30 | [5 empty] | COR-0008 |  |  | 11/5/2022 | 2 - Normal | 2 - Medium | 1 - Excellent |  | 3 - Normal
Corowa Ambulance Station | Corowa Ambulance Station | Ground | 3 | On main switchboard |  | RCD | 4 | 0 |  | Clipsal |  | RCD240/30 | [5 empty] | COR-0009 |  |  | 11/5/2022 | 2 - Normal | 2 - Medium | 1 - Excellent |  | 3 - Normal
Corowa Ambulance Station | Corowa Ambulance Station | Ground | 3 | On main switchboard |  | RCD | 4 | 0 |  | Clipsal |  | RCD240/30 | [5 empty] | COR-0009 |  |  | 11/5/2022 | 2 - Normal | 2 - Medium | 1 - Excellent |  | 3 - Normal
Corowa Ambulance Station | Corowa Ambulance Station | Ground | 3 | On main switchboard |  | RCD | 4 | 0 |  | Clipsal |  | RCD240/30 | [5 empty] | COR-0009 |  |  | 11/5/2022 | 2 - Normal | 2 - Medium | 1 - Excellent |  | 3 - Normal
Corowa Ambulance Station | Corowa Ambulance Station | Ground | 3 | On main switchboard |  | RCD | 4 | 0 |  | Clipsal |  | RCD240/30 | [5 empty] | COR-0009 |  |  | 11/5/2022 | 2 - Normal | 2 - Medium | 1 - Excellent |  | 3 - Normal
Corowa Ambulance Station | Corowa Ambulance Station | Ground | 3 | On main switchboard |  | RCBO | 1 | 0 |  | Clipsal |  | RCBE220/30S C20 | [5 empty] | COR-0009 |  |  | 11/5/2022 | 2 - Normal | 2 - Medium | 1 - Excellent |  | 3 - Normal
Corowa Ambulance Station | Corowa Ambulance Station | Ground | 3 |  | COR-0010 | EKA controller box | 1 | COR-0010 | [12 empty] | 11/5/2022 | 2 - Normal | 2 - Medium | 1 - Excellent |  | 3 - Normal
Corowa Ambulance Station | Corowa Ambulance Station | Ground | 3 |  |  | Wallmount Battery Charger | 1 | 0 |  | BCSW - 1245 B |  | 125222 | [8 empty] | 11/5/2022 | 2 - Normal | 2 - Medium | 1 - Excellent |  | 3 - Normal
Corowa Ambulance Station | Corowa Ambulance Station | Ground | 3 |  |  | Vehicle Battery Charger | 1 | 0 |  | Durst |  | BCS-1245C | A90918062 | [7 empty] | 11/5/2022 | 2 - Normal | 2 - Medium | 1 - Excellent |  | 3 - Normal
Corowa Ambulance Station | Corowa Ambulance Station | Ground | 3 |  | COR-0011 | Fire Extinguisher (Dry Chemical) | 1 | COR-0011 | [12 empty] | 11/5/2022 | 2 - Normal | 2 - Medium | 1 - Excellent |  | 3 - Normal
Corowa Ambulance Station | Corowa Ambulance Station | Ground | 3 |  |  | Wallmount Battery Charger | 1 | 0 |  | Durst |  | BCSW-1225BS | 122530 | [7 empty] | 11/5/2022 | 2 - Normal | 2 - Medium | 1 - Excellent |  | 3 - Normal
Corowa Ambulance Station | Corowa Ambulance Station | Ground | 3 |  |  | Vehicle Battery Charger | 1 | 0 |  | Durst |  | BCS-1245C | A90121012 | [7 empty] | 11/5/2022 | 2 - Normal | 2 - Medium | 1 - Excellent |  | 3 - Normal
Corowa Ambulance Station | Corowa Ambulance Station | Ground | 3 |  |  | Wallmount Battery Charger | 1 | 0 |  | Durst |  | BCSW - 1245 BS | [8 empty] | 11/5/2022 | 2 - Normal | 2 - Medium | 1 - Excellent |  | 3 - Normal
Corowa Ambulance Station | Corowa Ambulance Station | Ground | 3 |  |  | Vehicle Battery Charger | 1 | 0 |  | Durst |  | BCS-1225C | A91214193 | [7 empty] | 11/5/2022 | 2 - Normal | 2 - Medium | 1 - Excellent |  | 3 - Normal
Corowa Ambulance Station | Corowa Ambulance Station | Ground | 4 |  |  | Smoke Detector | 2 | 0 |  | Clipsal | [10 empty] | 11/5/2022 | 2 - Normal | 2 - Medium | 1 - Excellent |  | 3 - Normal
Corowa Ambulance Station | Corowa Ambulance Station | Ground | 4 |  |  | Smoke Detector | 2 | 0 |  | Clipsal | [10 empty] | 11/5/2022 | 2 - Normal | 2 - Medium | 1 - Excellent |  | 3 - Normal
Corowa Ambulance Station | Corowa Ambulance Station | Ground | 4 |  | COR-0012 | A/C Unit Split (Indoor) | 1 | COR-0012 |  | Fujitsu |  | ASTA18LCC | E032307 | [7 empty] | 11/5/2022 | 2 - Normal | 2 - Medium | 1 - Excellent |  | 3 - Normal
Corowa Ambulance Station | Corowa Ambulance Station | Ground | 4 |  | COR-0013 | Fire Blanket | 1 | COR-0013 | [12 empty] | 11/5/2022 | 2 - Normal | 2 - Medium | 1 - Excellent |  | 3 - Normal
Corowa Ambulance Station | Corowa Ambulance Station | Ground | 4 |  | COR-0014 | Hot water service | 1 | COR-0014 |  | Rheem |  | 70305W-AU | 1716 | 5 | [6 empty] | 11/5/2022 | 2 - Normal | 2 - Medium | 1 - Excellent |  | 3 - Normal
Corowa Ambulance Station | Corowa Ambulance Station | Ground | 13 | Side station | COR-0015 | A/C Unit Split (Outdoor) | 1 | COR-0015 |  | Mitsubishi | 1/1/2015 | SRC35VMA-S | 582206803BE | [7 empty] | 11/5/2022 | 2 - Normal | 2 - Medium | 1 - Excellent |  | 3 - Normal
Corowa Ambulance Station | Corowa Ambulance Station | Ground | 13 | Side station | COR-0016 | A/C Unit Split (Outdoor) | 1 | COR-0016 |  | Fujitsu | [10 empty] | 11/5/2022 | 2 - Normal | 2 - Medium | 1 - Excellent |  | 3 - Normal
Corowa Ambulance Station | Corowa Ambulance Station | Ground | 13 | Side station | COR-0017 | A/C Unit Split (Outdoor) | 1 | COR-0017 |  | Fujitsu |  | AOTR18LCC | [8 empty] | 11/5/2022 | 2 - Normal | 2 - Medium | 1 - Excellent |  | 3 - Normal
Corowa Ambulance Station | Corowa Ambulance Station | Ground | 13 | Side station | COR-0018 | Hot Water Heater | 1 | COR-0018 |  | Aquamax |  | E250S36 | 1517 | 250 | [6 empty] | 11/5/2022 | 2 - Normal | 2 - Medium | 1 - Excellent |  | 3 - Normal
Albury Ambulance Station | Albury Ambulance Station | Ground | 1 | Above front entry door |  | Emergency Exit Light (Green) | 1 | 0 |  | Stanilite | [10 empty] | 12/5/2022 | 2 - Normal | 2 - Medium | 1 - Excellent |  | 3 - Normal
Albury Ambulance Station | Albury Ambulance Station | Ground | 1 | Door to plant closest to room 002 |  | Emergency Exit Light (Green) | 1 | 0 |  | Stanilite | [10 empty] | 12/5/2022 | 2 - Normal | 2 - Medium | 1 - Excellent |  | 3 - Normal
Albury Ambulance Station | Albury Ambulance Station | Ground | 1 | Near front entry door to station |  | Emergency Exit Light (Spitfire) | 1 | 0 | [12 empty] | 12/5/2022 | 2 - Normal | 2 - Medium | 1 - Excellent |  | 3 - Normal
Albury Ambulance Station | Albury Ambulance Station | Ground | 1 | Close to front entry door to station | ALB-0001 | Fire Extinguisher (C02) | 1 | ALB-0001 | [12 empty] | 12/5/2022 | 2 - Normal | 2 - Medium | 1 - Excellent |  | 3 - Normal
Albury Ambulance Station | Albury Ambulance Station | Ground | 1 | Outside female locker room | ALB-0002 | Fire Extinguisher (C02) | 1 | ALB-0002 | [12 empty] | 12/5/2022 | 2 - Normal | 2 - Medium | 1 - Excellent |  | 3 - Normal
Albury Ambulance Station | Albury Ambulance Station | Ground | 1 | Centre corridor outside female lockers |  | Emergency Exit Light (Spitfire) | 1 | 0 | [12 empty] | 12/5/2022 | 2 - Normal | 2 - Medium | 1 - Excellent |  | 3 - Normal
Albury Ambulance Station | Albury Ambulance Station | Ground | 1 | Centre corridor leading to plant and rear doors |  | Emergency Exit Light (Green) | 1 | 0 |  | Stanilite | [10 empty] | 12/5/2022 | 2 - Normal | 2 - Medium | 1 - Excellent |  | 3 - Normal
Albury Ambulance Station | Albury Ambulance Station | Ground | 1 | Above door to Plant Room at far end of corridor |  | Emergency Exit Light (Green) | 1 | 0 |  | Stanilite | [10 empty] | 12/5/2022 | 2 - Normal | 2 - Medium | 1 - Excellent |  | 3 - Normal
Albury Ambulance Station | Albury Ambulance Station | Ground | 1 | End of corridor outside main switchboard |  | Emergency Exit Light (Green) | 1 | 0 |  | Stanilite | [10 empty] | 12/5/2022 | 2 - Normal | 2 - Medium | 1 - Excellent |  | 3 - Normal
Albury Ambulance Station | Albury Ambulance Station | Ground | 1 | End of corridor outside male lockers | ALB-0003 | Fire Extinguisher (C02) | 1 | ALB-0003 | [12 empty] | 12/5/2022 | 2 - Normal | 2 - Medium | 1 - Excellent |  | 3 - Normal
Albury Ambulance Station | Albury Ambulance Station | Ground | 2 |  |  | Smoke Detector | 1 | 0 |  | Clipsal | [10 empty] | 12/5/2022 | 2 - Normal | 2 - Medium | 1 - Excellent |  | 3 - Normal
Albury Ambulance Station | Albury Ambulance Station | Ground | 3 |  |  | Smoke Detector | 1 | 0 |  | Clipsal | [10 empty] | 12/5/2022 | 2 - Normal | 2 - Medium | 1 - Excellent |  | 3 - Normal
Albury Ambulance Station | Albury Ambulance Station | Ground | 4 |  |  | Smoke Detector | 1 | 0 |  | Clipsal | [10 empty] | 12/5/2022 | 2 - Normal | 2 - Medium | 1 - Excellent |  | 3 - Normal
Albury Ambulance Station | Albury Ambulance Station | Ground | 5 |  | ALB-0004 | A/C Unit Split (Indoor) | 1 | ALB-0004 |  | Hitachi |  | RAS-E25YHA | 6277 | [7 empty] | 12/5/2022 | 2 - Normal | 2 - Medium | 1 - Excellent |  | 3 - Normal
Albury Ambulance Station | Albury Ambulance Station | Ground | 6 |  |  | Smoke Detector | 1 | 0 |  | Clipsal | [10 empty] | 12/5/2022 | 2 - Normal | 2 - Medium | 1 - Excellent |  | 3 - Normal
Albury Ambulance Station | Albury Ambulance Station | Ground | 6 |  | ALB-0005 | EKA controller box | 1 | ALB-0005 | [12 empty] | 12/5/2022 | 2 - Normal | 2 - Medium | 1 - Excellent |  | 3 - Normal
Albury Ambulance Station | Albury Ambulance Station | Ground | 6 |  | ALB-0006 | Safe | 1 | ALB-0006 |  | Guardall | [10 empty] | 12/5/2022 | 2 - Normal | 2 - Medium | 1 - Excellent |  | 3 - Normal
Albury Ambulance Station | Albury Ambulance Station | Ground | 6 |  | ALB-0007 | Safe | 1 | ALB-0007 |  | CMI |  | DS Series | [8 empty] | 12/5/2022 | 2 - Normal | 2 - Medium | 1 - Excellent |  | 3 - Normal
Albury Ambulance Station | Albury Ambulance Station | Ground | 7 |  | ALB-0008 | Solar Inverter | 1 | ALB-0008 |  | SMA | 10/10/2013 | STP 10000TL-10 | 2110563823 | [7 empty] | 12/5/2022 | 2 - Normal | 2 - Medium | 1 - Excellent |  | 3 - Normal
Albury Ambulance Station | Albury Ambulance Station | Ground | 7 |  | ALB-0009 | UPS | 1 | ALB-0009 |  | Eaton |  | 9130 | [8 empty] | 12/5/2022 | 2 - Normal | 2 - Medium | 1 - Excellent |  | 3 - Normal
Albury Ambulance Station | Albury Ambulance Station | Ground | 7 |  | ALB-0010 | Distribution Board | 1 | ALB-0010 |  | IPD | 6/12/2013 | [9 empty] | 12/5/2022 | 2 - Normal | 2 - Medium | 1 - Excellent |  | 3 - Normal
Albury Ambulance Station | Albury Ambulance Station | Ground | 7 |  |  | RCBO | 28 | 0 |  | General Electric |  | DME 16 C16 | [5 empty] | ALB-0010 |  |  | 12/5/2022 | 2 - Normal | 2 - Medium | 1 - Excellent |  | 3 - Normal
Albury Ambulance Station | Albury Ambulance Station | Ground | 7 |  |  | RCBO | 28 | 0 |  | General Electric |  | DME 16 C16 | [5 empty] | ALB-0010 |  |  | 12/5/2022 | 2 - Normal | 2 - Medium | 1 - Excellent |  | 3 - Normal
Albury Ambulance Station | Albury Ambulance Station | Ground | 7 |  |  | RCBO | 28 | 0 |  | General Electric |  | DME 16 C16 | [5 empty] | ALB-0010 |  |  | 12/5/2022 | 2 - Normal | 2 - Medium | 1 - Excellent |  | 3 - Normal
Albury Ambulance Station | Albury Ambulance Station | Ground | 7 |  |  | RCBO | 28 | 0 |  | General Electric |  | DME 16 C16 | [5 empty] | ALB-0010 |  |  | 12/5/2022 | 2 - Normal | 2 - Medium | 1 - Excellent |  | 3 - Normal
Albury Ambulance Station | Albury Ambulance Station | Ground | 7 |  |  | RCBO | 28 | 0 |  | General Electric |  | DME 16 C16 | [5 empty] | ALB-0010 |  |  | 12/5/2022 | 2 - Normal | 2 - Medium | 1 - Excellent |  | 3 - Normal
Albury Ambulance Station | Albury Ambulance Station | Ground | 7 |  |  | RCBO | 28 | 0 |  | General Electric |  | DME 16 C16 | [5 empty] | ALB-0010 |  |  | 12/5/2022 | 2 - Normal | 2 - Medium | 1 - Excellent |  | 3 - Normal
Albury Ambulance Station | Albury Ambulance Station | Ground | 7 |  |  | RCBO | 28 | 0 |  | General Electric |  | DME 16 C16 | [5 empty] | ALB-0010 |  |  | 12/5/2022 | 2 - Normal | 2 - Medium | 1 - Excellent |  | 3 - Normal
Albury Ambulance Station | Albury Ambulance Station | Ground | 7 |  |  | RCBO | 28 | 0 |  | General Electric |  | DME 16 C16 | [5 empty] | ALB-0010 |  |  | 12/5/2022 | 2 - Normal | 2 - Medium | 1 - Excellent |  | 3 - Normal
Albury Ambulance Station | Albury Ambulance Station | Ground | 7 |  |  | RCBO | 28 | 0 |  | General Electric |  | DME 16 C16 | [5 empty] | ALB-0010 |  |  | 12/5/2022 | 2 - Normal | 2 - Medium | 1 - Excellent |  | 3 - Normal
Albury Ambulance Station | Albury Ambulance Station | Ground | 7 |  |  | RCBO | 28 | 0 |  | General Electric |  | DME 16 C16 | [5 empty] | ALB-0010 |  |  | 12/5/2022 | 2 - Normal | 2 - Medium | 1 - Excellent |  | 3 - Normal
Albury Ambulance Station | Albury Ambulance Station | Ground | 7 |  |  | RCBO | 28 | 0 |  | General Electric |  | DME 16 C16 | [5 empty] | ALB-0010 |  |  | 12/5/2022 | 2 - Normal | 2 - Medium | 1 - Excellent |  | 3 - Normal
Albury Ambulance Station | Albury Ambulance Station | Ground | 7 |  |  | RCBO | 28 | 0 |  | General Electric |  | DME 16 C16 | [5 empty] | ALB-0010 |  |  | 12/5/2022 | 2 - Normal | 2 - Medium | 1 - Excellent |  | 3 - Normal
Albury Ambulance Station | Albury Ambulance Station | Ground | 7 |  |  | RCBO | 28 | 0 |  | General Electric |  | DME 16 C16 | [5 empty] | ALB-0010 |  |  | 12/5/2022 | 2 - Normal | 2 - Medium | 1 - Excellent |  | 3 - Normal
Albury Ambulance Station | Albury Ambulance Station | Ground | 7 |  |  | RCBO | 28 | 0 |  | General Electric |  | DME 16 C16 | [5 empty] | ALB-0010 |  |  | 12/5/2022 | 2 - Normal | 2 - Medium | 1 - Excellent |  | 3 - Normal
Albury Ambulance Station | Albury Ambulance Station | Ground | 7 |  |  | RCBO | 28 | 0 |  | General Electric |  | DME 16 C16 | [5 empty] | ALB-0010 |  |  | 12/5/2022 | 2 - Normal | 2 - Medium | 1 - Excellent |  | 3 - Normal
Albury Ambulance Station | Albury Ambulance Station | Ground | 7 |  |  | RCBO | 28 | 0 |  | General Electric |  | DME 16 C16 | [5 empty] | ALB-0010 |  |  | 12/5/2022 | 2 - Normal | 2 - Medium | 1 - Excellent |  | 3 - Normal
Albury Ambulance Station | Albury Ambulance Station | Ground | 7 |  |  | RCBO | 28 | 0 |  | General Electric |  | DME 16 C16 | [5 empty] | ALB-0010 |  |  | 12/5/2022 | 2 - Normal | 2 - Medium | 1 - Excellent |  | 3 - Normal
Albury Ambulance Station | Albury Ambulance Station | Ground | 7 |  |  | RCBO | 28 | 0 |  | General Electric |  | DME 16 C16 | [5 empty] | ALB-0010 |  |  | 12/5/2022 | 2 - Normal | 2 - Medium | 1 - Excellent |  | 3 - Normal
Albury Ambulance Station | Albury Ambulance Station | Ground | 7 |  |  | RCBO | 28 | 0 |  | General Electric |  | DME 16 C16 | [5 empty] | ALB-0010 |  |  | 12/5/2022 | 2 - Normal | 2 - Medium | 1 - Excellent |  | 3 - Normal
Albury Ambulance Station | Albury Ambulance Station | Ground | 7 |  |  | RCBO | 28 | 0 |  | General Electric |  | DME 16 C16 | [5 empty] | ALB-0010 |  |  | 12/5/2022 | 2 - Normal | 2 - Medium | 1 - Excellent |  | 3 - Normal
Albury Ambulance Station | Albury Ambulance Station | Ground | 7 |  |  | RCBO | 28 | 0 |  | General Electric |  | DME 16 C16 | [5 empty] | ALB-0010 |  |  | 12/5/2022 | 2 - Normal | 2 - Medium | 1 - Excellent |  | 3 - Normal
Albury Ambulance Station | Albury Ambulance Station | Ground | 7 |  |  | RCBO | 28 | 0 |  | General Electric |  | DME 16 C16 | [5 empty] | ALB-0010 |  |  | 12/5/2022 | 2 - Normal | 2 - Medium | 1 - Excellent |  | 3 - Normal
Albury Ambulance Station | Albury Ambulance Station | Ground | 7 |  |  | RCBO | 28 | 0 |  | General Electric |  | DME 16 C16 | [5 empty] | ALB-0010 |  |  | 12/5/2022 | 2 - Normal | 2 - Medium | 1 - Excellent |  | 3 - Normal
Albury Ambulance Station | Albury Ambulance Station | Ground | 7 |  |  | RCBO | 28 | 0 |  | General Electric |  | DME 16 C16 | [5 empty] | ALB-0010 |  |  | 12/5/2022 | 2 - Normal | 2 - Medium | 1 - Excellent |  | 3 - Normal
Albury Ambulance Station | Albury Ambulance Station | Ground | 7 |  |  | RCBO | 28 | 0 |  | General Electric |  | DME 16 C16 | [5 empty] | ALB-0010 |  |  | 12/5/2022 | 2 - Normal | 2 - Medium | 1 - Excellent |  | 3 - Normal
Albury Ambulance Station | Albury Ambulance Station | Ground | 7 |  |  | RCBO | 28 | 0 |  | General Electric |  | DME 16 C16 | [5 empty] | ALB-0010 |  |  | 12/5/2022 | 2 - Normal | 2 - Medium | 1 - Excellent |  | 3 - Normal
Albury Ambulance Station | Albury Ambulance Station | Ground | 7 |  |  | RCBO | 28 | 0 |  | General Electric |  | DME 16 C16 | [5 empty] | ALB-0010 |  |  | 12/5/2022 | 2 - Normal | 2 - Medium | 1 - Excellent |  | 3 - Normal
Albury Ambulance Station | Albury Ambulance Station | Ground | 7 |  |  | RCBO | 28 | 0 |  | General Electric |  | DME 16 C16 | [5 empty] | ALB-0010 |  |  | 12/5/2022 | 2 - Normal | 2 - Medium | 1 - Excellent |  | 3 - Normal
Albury Ambulance Station | Albury Ambulance Station | Ground | 7 |  |  | RCBO | 1 | 0 |  | NHP |  | MOD6 M6RCBS1630CAN C16 | [5 empty] | ALB-0010 |  |  | 12/5/2022 | 2 - Normal | 2 - Medium | 1 - Excellent |  | 3 - Normal
Albury Ambulance Station | Albury Ambulance Station | Ground | 7 |  |  | RCBO | 8 | 0 |  | NHP |  | MOD6 M6RCBS1630C C16 | [5 empty] | ALB-0010 |  |  | 12/5/2022 | 2 - Normal | 2 - Medium | 1 - Excellent |  | 3 - Normal
Albury Ambulance Station | Albury Ambulance Station | Ground | 7 |  |  | RCBO | 8 | 0 |  | NHP |  | MOD6 M6RCBS1630C C16 | [5 empty] | ALB-0010 |  |  | 12/5/2022 | 2 - Normal | 2 - Medium | 1 - Excellent |  | 3 - Normal
Albury Ambulance Station | Albury Ambulance Station | Ground | 7 |  |  | RCBO | 8 | 0 |  | NHP |  | MOD6 M6RCBS1630C C16 | [5 empty] | ALB-0010 |  |  | 12/5/2022 | 2 - Normal | 2 - Medium | 1 - Excellent |  | 3 - Normal
Albury Ambulance Station | Albury Ambulance Station | Ground | 7 |  |  | RCBO | 8 | 0 |  | NHP |  | MOD6 M6RCBS1630C C16 | [5 empty] | ALB-0010 |  |  | 12/5/2022 | 2 - Normal | 2 - Medium | 1 - Excellent |  | 3 - Normal
Albury Ambulance Station | Albury Ambulance Station | Ground | 7 |  |  | RCBO | 8 | 0 |  | NHP |  | MOD6 M6RCBS1630C C16 | [5 empty] | ALB-0010 |  |  | 12/5/2022 | 2 - Normal | 2 - Medium | 1 - Excellent |  | 3 - Normal
Albury Ambulance Station | Albury Ambulance Station | Ground | 7 |  |  | RCBO | 8 | 0 |  | NHP |  | MOD6 M6RCBS1630C C16 | [5 empty] | ALB-0010 |  |  | 12/5/2022 | 2 - Normal | 2 - Medium | 1 - Excellent |  | 3 - Normal
Albury Ambulance Station | Albury Ambulance Station | Ground | 7 |  |  | RCBO | 8 | 0 |  | NHP |  | MOD6 M6RCBS1630C C16 | [5 empty] | ALB-0010 |  |  | 12/5/2022 | 2 - Normal | 2 - Medium | 1 - Excellent |  | 3 - Normal
Albury Ambulance Station | Albury Ambulance Station | Ground | 7 |  |  | RCBO | 8 | 0 |  | NHP |  | MOD6 M6RCBS1630C C16 | [5 empty] | ALB-0010 |  |  | 12/5/2022 | 2 - Normal | 2 - Medium | 1 - Excellent |  | 3 - Normal
Albury Ambulance Station | Albury Ambulance Station | Ground | 7 |  | ALB-0011 | Distribution Board | 1 | ALB-0011 | [12 empty] | 12/5/2022 | 2 - Normal | 2 - Medium | 1 - Excellent |  | 3 - Normal
Albury Ambulance Station | Albury Ambulance Station | Ground | 8 |  |  | A/C Cassette | 1 | 0 |  | Daikin | [10 empty] | 12/5/2022 | 2 - Normal | 2 - Medium | 1 - Excellent |  | 3 - Normal
Albury Ambulance Station | Albury Ambulance Station | Ground | 8 |  |  | Smoke Detector | 1 | 0 |  | Clipsal | [10 empty] | 12/5/2022 | 2 - Normal | 2 - Medium | 1 - Excellent |  | 3 - Normal
Albury Ambulance Station | Albury Ambulance Station | Ground | 8 | Above rear exit door |  | Emergency Exit Light (Green) | 1 | 0 |  | Stanilite | [10 empty] | 12/5/2022 | 2 - Normal | 2 - Medium | 1 - Excellent |  | 3 - Normal
Albury Ambulance Station | Albury Ambulance Station | Ground | 12 |  | ALB-0012 | Fire Blanket | 1 | ALB-0012 | [12 empty] | 12/5/2022 | 2 - Normal | 2 - Medium | 1 - Excellent |  | 3 - Normal
Albury Ambulance Station | Albury Ambulance Station | Ground | 9 |  | ALB-0013 | Fire Extinguisher (C02) | 1 | ALB-0013 | [12 empty] | 12/5/2022 | 2 - Normal | 2 - Medium | 1 - Excellent |  | 3 - Normal
Albury Ambulance Station | Albury Ambulance Station | Ground | 9 |  |  | A/C Cassette | 1 | 0 |  | Daikin | [10 empty] | 12/5/2022 | 2 - Normal | 2 - Medium | 1 - Excellent |  | 3 - Normal
Albury Ambulance Station | Albury Ambulance Station | Ground | 9 | Under sink | ALB-0014 | ZIP Hot Water Service | 1 | ALB-0014 |  | Zip |  | HydroTap G4 BC100/75 3MICRON | 2.02006E+12 | [7 empty] | 12/5/2022 | 2 - Normal | 2 - Medium | 1 - Excellent |  | 3 - Normal
Albury Ambulance Station | Albury Ambulance Station | Ground | 10 |  |  | Emergency Exit Light (Spitfire) | 1 | 0 | [12 empty] | 12/5/2022 | 2 - Normal | 2 - Medium | 1 - Excellent |  | 3 - Normal
Albury Ambulance Station | Albury Ambulance Station | Ground | 11 |  |  | Emergency Exit Light (Spitfire) | 1 | 0 | [12 empty] | 12/5/2022 | 2 - Normal | 2 - Medium | 1 - Excellent |  | 3 - Normal
Albury Ambulance Station | Albury Ambulance Station | Ground | 12 |  |  | Emergency Exit Light (Spitfire) | 1 | 0 | [12 empty] | 12/5/2022 | 2 - Normal | 2 - Medium | 1 - Excellent |  | 3 - Normal
Albury Ambulance Station | Albury Ambulance Station | Ground | 13 |  |  | Emergency Exit Light (Spitfire) | 1 | 0 | [12 empty] | 12/5/2022 | 2 - Normal | 2 - Medium | 1 - Excellent |  | 3 - Normal
Albury Ambulance Station | Albury Ambulance Station | Ground | 13 |  | ALB-0015 | Hot Water Heater | 1 | ALB-0015 |  | Apricus Australia |  | DS250136DJB | TAR250DJB120918042 | 250 | [6 empty] | 12/5/2022 | 2 - Normal | 2 - Medium | 1 - Excellent |  | 3 - Normal
Albury Ambulance Station | Albury Ambulance Station | Ground | 14 |  |  | Smoke Detector | 1 | 0 |  | Clipsal | [10 empty] | 12/5/2022 | 2 - Normal | 2 - Medium | 1 - Excellent |  | 3 - Normal
Albury Ambulance Station | Albury Ambulance Station | Ground | 15 |  |  | Smoke Detector | 1 | 0 |  | Clipsal | [10 empty] | 12/5/2022 | 2 - Normal | 2 - Medium | 1 - Excellent |  | 3 - Normal
Albury Ambulance Station | Albury Ambulance Station | Ground | 15 |  | ALB-0016 | Fire Extinguisher (C02) | 1 | ALB-0016 | [12 empty] | 12/5/2022 | 2 - Normal | 2 - Medium | 1 - Excellent |  | 3 - Normal
Albury Ambulance Station | Albury Ambulance Station | Ground | 16 |  |  | Smoke Detector | 1 | 0 | [12 empty] | 12/5/2022 | 2 - Normal | 2 - Medium | 1 - Excellent |  | 3 - Normal
Albury Ambulance Station | Albury Ambulance Station | Ground | 17 |  |  | Smoke Detector | 1 | 0 |  | Clipsal | [10 empty] | 12/5/2022 | 2 - Normal | 2 - Medium | 1 - Excellent |  | 3 - Normal
Albury Ambulance Station | Albury Ambulance Station | Ground | 18 | Next to cleaners store | ALB-0017 | Fire Blanket | 1 | ALB-0017 | [12 empty] | 12/5/2022 | 2 - Normal | 2 - Medium | 1 - Excellent |  | 3 - Normal
Albury Ambulance Station | Albury Ambulance Station | Ground | 18 |  | ALB-0018 | Fire Extinguisher (C02) | 1 | ALB-0018 | [12 empty] | 12/5/2022 | 2 - Normal | 2 - Medium | 1 - Excellent |  | 3 - Normal
Albury Ambulance Station | Albury Ambulance Station | Ground | 18 | Next to cleaners store |  | Wallmount Battery Charger | 1 | 0 |  | Durst |  | BCSW - 1225 BS | 121349 | [7 empty] | 12/5/2022 | 2 - Normal | 2 - Medium | 1 - Excellent |  | 3 - Normal
Albury Ambulance Station | Albury Ambulance Station | Ground | 18 | Next to cleaners store |  | Vehicle Battery Charger | 1 | 0 |  | Durst |  | BCS-1225C | A90413039 | [7 empty] | 12/5/2022 | 2 - Normal | 2 - Medium | 1 - Excellent |  | 3 - Normal
Albury Ambulance Station | Albury Ambulance Station | Ground | 18 | Next to front bi-fold door | ALB-0019 | Fire Hose Reel | 1 | ALB-0019 |  | Kline fire |  | LKS MARK 3 | [8 empty] | 12/5/2022 | 2 - Normal | 2 - Medium | 1 - Excellent |  | 3 - Normal
Albury Ambulance Station | Albury Ambulance Station | Ground | 18 | Next to front bi fold door | ALB-0020 | Fire Extinguisher (Dry Chemical) | 1 | ALB-0020 | [12 empty] | 12/5/2022 | 2 - Normal | 2 - Medium | 1 - Excellent |  | 3 - Normal
Albury Ambulance Station | Albury Ambulance Station | Ground | 18 | Above front exit door to street |  | Emergency Exit Light (Green) | 1 | 0 |  | Stanilite | [10 empty] | 12/5/2022 | 2 - Normal | 2 - Medium | 1 - Excellent |  | 3 - Normal
Albury Ambulance Station | Albury Ambulance Station | Ground | 18 | Above side exit door to garden |  | Emergency Exit Light (Green) | 1 | 0 |  | Stanilite | [10 empty] | 12/5/2022 | 2 - Normal | 2 - Medium | 1 - Excellent |  | 3 - Normal
Albury Ambulance Station | Albury Ambulance Station | Ground | 18 |  |  | Wallmount Battery Charger | 1 | 0 |  | Durst |  | BCSW - 1225 BS | 121344 | [7 empty] | 12/5/2022 | 2 - Normal | 2 - Medium | 1 - Excellent |  | 3 - Normal
Albury Ambulance Station | Albury Ambulance Station | Ground | 18 |  |  | Vehicle Battery Charger | 1 | 0 |  | Durst |  | BCS-1225C | A90413092 | [7 empty] | 12/5/2022 | 2 - Normal | 2 - Medium | 1 - Excellent |  | 3 - Normal
Albury Ambulance Station | Albury Ambulance Station | Ground | 18 |  |  | Wallmount Battery Charger | 1 | 0 |  | Durst |  | BCSW - 1225 BS | 121346 | [7 empty] | 12/5/2022 | 2 - Normal | 2 - Medium | 1 - Excellent |  | 3 - Normal
Albury Ambulance Station | Albury Ambulance Station | Ground | 18 |  |  | Vehicle Battery Charger | 1 | 0 |  | Durst |  | BCS-1225C | A90413142 | [7 empty] | 12/5/2022 | 2 - Normal | 2 - Medium | 1 - Excellent |  | 3 - Normal
Albury Ambulance Station | Albury Ambulance Station | Ground | 18 |  |  | Wallmount Battery Charger | 1 | 0 |  | Durst |  | BCSW - 1245 B | 126065 | [7 empty] | 12/5/2022 | 2 - Normal | 2 - Medium | 1 - Excellent |  | 3 - Normal
Albury Ambulance Station | Albury Ambulance Station | Ground | 18 |  |  | Vehicle Battery Charger | 1 | 0 |  | Durst |  | BCS-1245C | A90821034 | [7 empty] | 12/5/2022 | 2 - Normal | 2 - Medium | 1 - Excellent |  | 3 - Normal
Albury Ambulance Station | Albury Ambulance Station | Ground | 18 |  |  | Wallmount Battery Charger | 1 | 0 |  | Durst |  | BCSW - 1245 B | 126062 | [7 empty] | 12/5/2022 | 2 - Normal | 2 - Medium | 1 - Excellent |  | 3 - Normal
Albury Ambulance Station | Albury Ambulance Station | Ground | 18 |  |  | Vehicle Battery Charger | 1 | 0 |  | Durst |  | BCSW-1245 | A90821059 | [7 empty] | 12/5/2022 | 2 - Normal | 2 - Medium | 1 - Excellent |  | 3 - Normal
Albury Ambulance Station | Albury Ambulance Station | Ground | 18 |  |  | Wallmount Battery Charger | 1 | 0 |  | Durst |  | BCSW - 1225 BS | [8 empty] | 12/5/2022 | 2 - Normal | 2 - Medium | 1 - Excellent |  | 3 - Normal
Albury Ambulance Station | Albury Ambulance Station | Ground | 18 |  |  | Vehicle Battery Charger | 1 | 0 |  | Durst |  | BCS-1225C | A91220048 | [7 empty] | 12/5/2022 | 2 - Normal | 2 - Medium | 1 - Excellent |  | 3 - Normal
Albury Ambulance Station | Albury Ambulance Station | Ground | 18 |  |  | Wallmount Battery Charger | 1 | 0 |  | Durst |  | BCSW - 1225 BS | [8 empty] | 12/5/2022 | 2 - Normal | 2 - Medium | 1 - Excellent |  | 3 - Normal
Albury Ambulance Station | Albury Ambulance Station | Ground | 18 |  |  | Vehicle Battery Charger | 1 | 0 |  | Durst |  | BCS-1245C | A91220047 | [7 empty] | 12/5/2022 | 2 - Normal | 2 - Medium | 1 - Excellent |  | 3 - Normal
Albury Ambulance Station | Albury Ambulance Station | Ground | 18 |  |  | Wallmount Battery Charger | 1 | 0 |  | Durst |  | BCSW - 1225 Bs | 121341 | [7 empty] | 12/5/2022 | 2 - Normal | 2 - Medium | 1 - Excellent |  | 3 - Normal
Albury Ambulance Station | Albury Ambulance Station | Ground | 18 |  |  | Vehicle Battery Charger | 1 | 0 |  | Durst |  | BCS-1225C | A90413089 | [7 empty] | 12/5/2022 | 2 - Normal | 2 - Medium | 1 - Excellent |  | 3 - Normal
Albury Ambulance Station | Albury Ambulance Station | Ground | 18 |  |  | Wallmount Battery Charger | 1 | 0 |  | Durst |  | BCSW - 1225 BS | 121340 | [7 empty] | 12/5/2022 | 2 - Normal | 2 - Medium | 1 - Excellent |  | 3 - Normal
Albury Ambulance Station | Albury Ambulance Station | Ground | 18 |  |  | Vehicle Battery Charger | 1 | 0 |  | Durst |  | BCS-1225C | A90413090 | [7 empty] | 12/5/2022 | 2 - Normal | 2 - Medium | 1 - Excellent |  | 3 - Normal
Albury Ambulance Station | Albury Ambulance Station | Ground | 18 |  |  | Wallmount Battery Charger | 1 | 0 |  | Durst |  | BCSW - 1225 BS | 121348 | [7 empty] | 12/5/2022 | 2 - Normal | 2 - Medium | 1 - Excellent |  | 3 - Normal
Albury Ambulance Station | Albury Ambulance Station | Ground | 18 |  |  | Vehicle Battery Charger | 1 | 0 |  | Durst |  | BCS-1225C | A90816034 | [7 empty] | 12/5/2022 | 2 - Normal | 2 - Medium | 1 - Excellent |  | 3 - Normal
Albury Ambulance Station | Albury Ambulance Station | Ground | 18 |  |  | Wallmount Battery Charger | 1 | 0 |  | Durst |  | BCSW - 1225 BS | 121350 | [7 empty] | 12/5/2022 | 2 - Normal | 2 - Medium | 1 - Excellent |  | 3 - Normal
Albury Ambulance Station | Albury Ambulance Station | Ground | 18 |  |  | Vehicle Battery Charger | 1 | 0 |  | DURST |  | BCS-1225C | A90413141 | [7 empty] | 12/5/2022 | 2 - Normal | 2 - Medium | 1 - Excellent |  | 3 - Normal
Albury Ambulance Station | Albury Ambulance Station | Ground | 18 |  | ALB-0021 | Fire Blanket | 1 | ALB-0021 | [12 empty] | 12/5/2022 | 2 - Normal | 2 - Medium | 1 - Excellent |  | 3 - Normal
Albury Ambulance Station | Albury Ambulance Station | Ground | 18 |  | ALB-0022 | Fire Extinguisher (C02) | 1 | ALB-0022 | [12 empty] | 12/5/2022 | 2 - Normal | 2 - Medium | 1 - Excellent |  | 3 - Normal
Albury Ambulance Station | Albury Ambulance Station | Ground | 18 |  |  | Wallmount Battery Charger | 1 | 0 |  | Durst |  | BCSW - 1225 BS | 121343 | [7 empty] | 12/5/2022 | 2 - Normal | 2 - Medium | 1 - Excellent |  | 3 - Normal
Albury Ambulance Station | Albury Ambulance Station | Ground | 18 |  |  | Vehicle Battery Charger | 1 | 0 |  | Durst |  | BCS-1225C | A90413091 | [7 empty] | 12/5/2022 | 2 - Normal | 2 - Medium | 1 - Excellent |  | 3 - Normal
Albury Ambulance Station | Albury Ambulance Station | Ground | 18 |  |  | Wallmount Battery Charger | 1 | 0 |  | Durst |  | BCSW - 1225 BS | 121347 | [7 empty] | 12/5/2022 | 2 - Normal | 2 - Medium | 1 - Excellent |  | 3 - Normal
Albury Ambulance Station | Albury Ambulance Station | Ground | 18 |  |  | Vehicle Battery Charger | 1 | 0 |  | Durst |  | BCS-1225C | A91214094 | [7 empty] | 12/5/2022 | 2 - Normal | 2 - Medium | 1 - Excellent |  | 3 - Normal
Albury Ambulance Station | Albury Ambulance Station | Ground | 18 | Next to rear exit roller door | ALB-0023 | Fire Extinguisher (Dry Chemical) | 1 | ALB-0023 | [12 empty] | 12/5/2022 | 2 - Normal | 2 - Medium | 1 - Excellent |  | 3 - Normal
Albury Ambulance Station | Albury Ambulance Station | Ground | 18 | Above rear exit door next to roller door |  | Emergency Exit Light (Green) | 1 | 0 |  | Stanilite | [10 empty] | 12/5/2022 | 2 - Normal | 2 - Medium | 1 - Excellent |  | 3 - Normal
Albury Ambulance Station | Albury Ambulance Station | Ground | 18 |  | ALB-0024 | Vehicle Hoist | 1 | ALB-0024 |  | HESHBON |  | HL-27M | 27M13K01 | 6,000 | [6 empty] | 12/5/2022 | 2 - Normal | 2 - Medium | 1 - Excellent |  | 3 - Normal
Albury Ambulance Station | Albury Ambulance Station | Ground | 18 |  | ALB-0027 | Pressure Cleaner | 1 | ALB-0027 |  | Spit water | [10 empty] | 12/5/2022 | 2 - Normal | 2 - Medium | 1 - Excellent |  | 3 - Normal
Albury Ambulance Station | Albury Ambulance Station | Ground | 18 |  | ALB-0026 | Stainless Steel Commercial Sink | 1 | ALB-0026 | [12 empty] | 12/5/2022 | 2 - Normal | 2 - Medium | 1 - Excellent |  | 3 - Normal
Albury Ambulance Station | Albury Ambulance Station | Ground | 18 |  | ALB-0025 | Hot Water Heater | 1 | ALB-0025 |  | Vulcan | 6/1/2013 | 691M50C7 | 1941489 | 50 | [6 empty] | 12/5/2022 | 2 - Normal | 2 - Medium | 1 - Excellent |  | 3 - Normal
Albury Ambulance Station | Albury Ambulance Station | Ground | 18 |  | ALB-0028 | Oil Separator Tank | 1 | ALB-0028 |  | Industrial separation systems |  | V10P3F | 5918M13 | [7 empty] | 12/5/2022 | 2 - Normal | 2 - Medium | 1 - Excellent |  | 3 - Normal
Albury Ambulance Station | Albury Ambulance Station | Ground | 18 |  | ALB-0029 | Diaphragm Pump | 1 | ALB-0029 |  | ASM Pumps |  | DS25 | 20547 | [7 empty] | 12/5/2022 | 2 - Normal | 2 - Medium | 1 - Excellent |  | 3 - Normal
Albury Ambulance Station | Albury Ambulance Station | Ground | 18 |  | ALB-0030 | Oil Seperator Induction Motor | 1 | ALB-0030 |  | WEG |  | KME4 ASM | 07A6012 1018811788 | [7 empty] | 12/5/2022 | 2 - Normal | 2 - Medium | 1 - Excellent |  | 3 - Normal
Albury Ambulance Station | Albury Ambulance Station | Ground | 18 | Ceiling |  | Emergency Exit Light (White) | 4 | 0 | [12 empty] | 12/5/2022 | 2 - Normal | 2 - Medium | 1 - Excellent |  | 3 - Normal
Albury Ambulance Station | Albury Ambulance Station | Ground | 18 | Ceiling |  | Emergency Exit Light (White) | 4 | 0 | [12 empty] | 12/5/2022 | 2 - Normal | 2 - Medium | 1 - Excellent |  | 3 - Normal
Albury Ambulance Station | Albury Ambulance Station | Ground | 18 | Ceiling |  | Emergency Exit Light (White) | 4 | 0 | [12 empty] | 12/5/2022 | 2 - Normal | 2 - Medium | 1 - Excellent |  | 3 - Normal
Albury Ambulance Station | Albury Ambulance Station | Ground | 18 | Ceiling |  | Emergency Exit Light (White) | 4 | 0 | [12 empty] | 12/5/2022 | 2 - Normal | 2 - Medium | 1 - Excellent |  | 3 - Normal
Albury Ambulance Station | Albury Ambulance Station | Ground | 18 | Rear roller door |  | Automatic Roller Door Motor | 1 | 0 |  | Automatic Technology Australia |  | Axess pro 330l v1 | [8 empty] | 12/5/2022 | 2 - Normal | 2 - Medium | 1 - Excellent |  | 3 - Normal
Albury Ambulance Station | Albury Ambulance Station | Ground | 18 | Front station bi fold door |  | Automatic BiFold Door Motor | 1 | 0 |  | Grifco | 12/12/2013 | EDH103 | 13C030103 | [7 empty] | 12/5/2022 | 2 - Normal | 2 - Medium | 1 - Excellent |  | 3 - Normal
Albury Ambulance Station | Albury Ambulance Station | Ground | 18 | Front bi fold door | ALB-0031 | Automatic Bi-fold Door | 1 | ALB-0031 | [6 empty] | 3.1 | 7 |  |  |  |  | 12/5/2022 | 2 - Normal | 2 - Medium | 1 - Excellent |  | 3 - Normal
Albury Ambulance Station | Albury Ambulance Station | Ground | 18 | Rear station roller door | ALB-0032 | Automatic Roller Door | 1 | ALB-0032 |  | ANSA |  |  |  |  | 3.4 | 7 |  |  |  |  | 12/5/2022 | 2 - Normal | 2 - Medium | 2 |  | 3 - Normal
Albury Ambulance Station | Albury Ambulance Station | Ground | 22 |  | ALB-0033 | TMV | 1 | ALB-0033 | [12 empty] | 12/5/2022 | 2 - Normal | 2 - Medium | 1 - Excellent |  | 3 - Normal
Albury Ambulance Station | Albury Ambulance Station | Ground | 22 |  |  | Emergency Exit Light (Spitfire) | 1 | 0 | [12 empty] | 12/5/2022 | 2 - Normal | 2 - Medium | 1 - Excellent |  | 3 - Normal
Albury Ambulance Station | Albury Ambulance Station | Ground | 23 |  |  | Rain water tank | 1 | 0 |  | Team poly |  |  |  | 45,000 | [6 empty] | 12/5/2022 | 2 - Normal | 2 - Medium | 1 - Excellent |  | 3 - Normal
Albury Ambulance Station | Albury Ambulance Station | Ground | 23 | Rear station | ALB-0035 | A/C Air Package Unit | 1 | ALB-0035 |  | Daikin | 1/7/2013 | REMQ8PY1 | [8 empty] | 12/5/2022 | 2 - Normal | 2 - Medium | 1 - Excellent |  | 3 - Normal
Albury Ambulance Station | Albury Ambulance Station | Ground | 23 | Rear station | ALB-0034 | A/C Air Package Unit | 1 | ALB-0034 |  | Daikin | 1/10/2013 | REM1Q2PY1 | [8 empty] | 12/5/2022 | 2 - Normal | 2 - Medium | 1 - Excellent |  | 3 - Normal
Albury Ambulance Station | Albury Ambulance Station | Ground | 23 |  | ALB-0036 | Generator Link Box | 1 | ALB-0036 |  | Wilco | [10 empty] | 12/5/2022 | 2 - Normal | 2 - Medium | 1 - Excellent |  | 3 - Normal
Albury Ambulance Station | Albury Ambulance Station | Ground | 23 | Rear station |  | Rain water tank | 2 | 0 |  | Team poly |  |  |  | 13,600 | [6 empty] | 12/5/2022 | 2 - Normal | 2 - Medium | 1 - Excellent |  | 3 - Normal
Albury Ambulance Station | Albury Ambulance Station | Ground | 23 | Rear station |  | Rain water tank | 2 | 0 |  | Team poly |  |  |  | 13,600 | [6 empty] | 12/5/2022 | 2 - Normal | 2 - Medium | 1 - Excellent |  | 3 - Normal
Albury Ambulance Station | Albury Ambulance Station | Ground | 23 | In between 2 smaller rain water tanks | ALB-0037 | Light Horizontal Multistage Centrifugal pump | 1 | ALB-0037 |  | Hyjet |  | HCM4-60 | 20110321085 | [7 empty] | 12/5/2022 | 2 - Normal | 2 - Medium | 1 - Excellent |  | 3 - Normal
Albury Ambulance Station | Albury Ambulance Station | Ground | 23 | Next to larger rain water tank | ALB-0038 | Light Horizontal Multistage Centrifugal pump | 1 | ALB-0038 |  | Hyjet |  | HCM4-60 | 20120508534 | [7 empty] | 12/5/2022 | 2 - Normal | 2 - Medium | 1 - Excellent |  | 3 - Normal
Albury Ambulance Station | Albury Ambulance Station | Ground | 23 | Side of station to carpark | ALB-0039 | Automatic sliding door | 1 | ALB-0039 |  | Automatic Technology Australia |  | Neoslider 800 | [8 empty] | 12/5/2022 | 2 - Normal | 2 - Medium | 1 - Excellent |  | 3 - Normal
Albury Ambulance Station | Albury Ambulance Station | Ground | 23 | Front of station next to foot path |  | RPZ | 1 | 0 |  | Valvcheq | [10 empty] | 12/5/2022 | 2 - Normal | 2 - Medium | 1 - Excellent |  | 3 - Normal
Albury Ambulance Station | Albury Ambulance Station | Ground | 23 | On roof |  | Roof Anchor Points | 13 | 0 | [12 empty] | 12/5/2022 | 2 - Normal | 2 - Medium | 1 - Excellent |  | 3 - Normal
Albury Ambulance Station | Albury Ambulance Station | Ground | 23 | On roof |  | Roof Anchor Points | 13 | 0 | [12 empty] | 12/5/2022 | 2 - Normal | 2 - Medium | 1 - Excellent |  | 3 - Normal
Albury Ambulance Station | Albury Ambulance Station | Ground | 23 | On roof |  | Roof Anchor Points | 13 | 0 | [12 empty] | 12/5/2022 | 2 - Normal | 2 - Medium | 1 - Excellent |  | 3 - Normal
Albury Ambulance Station | Albury Ambulance Station | Ground | 23 | On roof |  | Roof Anchor Points | 13 | 0 | [12 empty] | 12/5/2022 | 2 - Normal | 2 - Medium | 1 - Excellent |  | 3 - Normal
Albury Ambulance Station | Albury Ambulance Station | Ground | 23 | On roof |  | Roof Anchor Points | 13 | 0 | [12 empty] | 12/5/2022 | 2 - Normal | 2 - Medium | 1 - Excellent |  | 3 - Normal
Albury Ambulance Station | Albury Ambulance Station | Ground | 23 | On roof |  | Roof Anchor Points | 13 | 0 | [12 empty] | 12/5/2022 | 2 - Normal | 2 - Medium | 1 - Excellent |  | 3 - Normal
Albury Ambulance Station | Albury Ambulance Station | Ground | 23 | On roof |  | Roof Anchor Points | 13 | 0 | [12 empty] | 12/5/2022 | 2 - Normal | 2 - Medium | 1 - Excellent |  | 3 - Normal
Albury Ambulance Station | Albury Ambulance Station | Ground | 23 | On roof |  | Roof Anchor Points | 13 | 0 | [12 empty] | 12/5/2022 | 2 - Normal | 2 - Medium | 1 - Excellent |  | 3 - Normal
Albury Ambulance Station | Albury Ambulance Station | Ground | 23 | On roof |  | Roof Anchor Points | 13 | 0 | [12 empty] | 12/5/2022 | 2 - Normal | 2 - Medium | 1 - Excellent |  | 3 - Normal
Albury Ambulance Station | Albury Ambulance Station | Ground | 23 | On roof |  | Roof Anchor Points | 13 | 0 | [12 empty] | 12/5/2022 | 2 - Normal | 2 - Medium | 1 - Excellent |  | 3 - Normal
Albury Ambulance Station | Albury Ambulance Station | Ground | 23 | On roof |  | Roof Anchor Points | 13 | 0 | [12 empty] | 12/5/2022 | 2 - Normal | 2 - Medium | 1 - Excellent |  | 3 - Normal
Albury Ambulance Station | Albury Ambulance Station | Ground | 23 | On roof |  | Roof Anchor Points | 13 | 0 | [12 empty] | 12/5/2022 | 2 - Normal | 2 - Medium | 1 - Excellent |  | 3 - Normal
Albury Ambulance Station | Albury Ambulance Station | Ground | 23 | On roof |  | Roof Anchor Points | 13 | 0 | [12 empty] | 12/5/2022 | 2 - Normal | 2 - Medium | 1 - Excellent |  | 3 - Normal
Wagga Wagga Ambulance Station (RAIR) | Wagga Wagga Ambulance Station (RAIR) | Ground | 22 | Corner plant | WAG-0041 | Fire Hose Reel | 1 | WAG-0041 | [12 empty] | 13/5/2022 | 2 - Normal | 2 - Medium | 1 - Excellent |  | 3 - Normal
Wagga Wagga Ambulance Station (RAIR) | Wagga Wagga Ambulance Station (RAIR) | Ground | 22 | Above exit door corner plant |  | Emergency Exit Light (Green) | 1 | 0 |  | Clevertronics | [10 empty] | 13/5/2022 | 2 - Normal | 2 - Medium | 1 - Excellent |  | 3 - Normal
Wagga Wagga Ambulance Station (RAIR) | Wagga Wagga Ambulance Station (RAIR) | Ground | 22 |  |  | Fire Extinguisher (C02) | 1 | 0 | [12 empty] | 13/5/2022 | 2 - Normal | 2 - Medium | 1 - Excellent |  | 3 - Normal
Wagga Wagga Ambulance Station (RAIR) | Wagga Wagga Ambulance Station (RAIR) | Ground | 22 |  |  | Fire Extinguisher (C02) | 1 | 0 | [12 empty] | 13/5/2022 | 2 - Normal | 2 - Medium | 1 - Excellent |  | 3 - Normal
Wagga Wagga Ambulance Station (RAIR) | Wagga Wagga Ambulance Station (RAIR) | Ground | 22 |  |  | Fire Extinguisher (FOAM) | 1 | 0 | [12 empty] | 13/5/2022 | 2 - Normal | 2 - Medium | 1 - Excellent |  | 3 - Normal
Wagga Wagga Ambulance Station (RAIR) | Wagga Wagga Ambulance Station (RAIR) | Ground | 22 |  |  | Fie Extinguisher (Powder) | 1 | 0 | [12 empty] | 13/5/2022 | 2 - Normal | 2 - Medium | 1 - Excellent |  | 3 - Normal
Wagga Wagga Ambulance Station (RAIR) | Wagga Wagga Ambulance Station (RAIR) | Ground | 22 |  |  | Wallmount Battery Charger | 1 | 0 |  | Durst |  | BCSW - 1225 BS | 122521 | [7 empty] | 13/5/2022 | 2 - Normal | 2 - Medium | 1 - Excellent |  | 3 - Normal
Wagga Wagga Ambulance Station (RAIR) | Wagga Wagga Ambulance Station (RAIR) | Ground | 22 |  |  | Vehicle Battery Charger | 1 | 0 |  | Durst |  | BCS-1225C | A90800220 | [7 empty] | 13/5/2022 | 2 - Normal | 2 - Medium | 1 - Excellent |  | 3 - Normal
Wagga Wagga Ambulance Station (RAIR) | Wagga Wagga Ambulance Station (RAIR) | Ground | 22 |  |  | Car dispenser | 1 | 0 |  | AdBlue |  | Delphin Pro AC | [8 empty] | 13/5/2022 | 2 - Normal | 2 - Medium | 1 - Excellent |  | 3 - Normal
Wagga Wagga Ambulance Station (RAIR) | Wagga Wagga Ambulance Station (RAIR) | Ground | 22 |  | WAG-0042 | Vehicle Hoist | 1 | WAG-0042 |  | CAIZER |  | F60 | F6015L02 | [7 empty] | 13/5/2022 | 2 - Normal | 2 - Medium | 1 - Excellent |  | 3 - Normal
Wagga Wagga Ambulance Station (RAIR) | Wagga Wagga Ambulance Station (RAIR) | Ground | 22 |  |  | Vehicle Car Part Washer | 1 | 0 |  | CRC |  | Smart washer 23 | B009492 | [7 empty] | 13/5/2022 | 2 - Normal | 2 - Medium | 1 - Excellent |  | 3 - Normal
Wagga Wagga Ambulance Station (RAIR) | Wagga Wagga Ambulance Station (RAIR) | Ground | 22 |  |  | Wallmount Battery Charger | 1 | 0 |  | Durst |  | BCSW - 1225 B | 124311 | [7 empty] | 13/5/2022 | 2 - Normal | 2 - Medium | 1 - Excellent |  | 3 - Normal
Wagga Wagga Ambulance Station (RAIR) | Wagga Wagga Ambulance Station (RAIR) | Ground | 22 |  |  | Vehicle Battery Charger | 1 | 0 |  | Durst |  | BCS-1225C | [8 empty] | 13/5/2022 | 2 - Normal | 2 - Medium | 1 - Excellent |  | 3 - Normal
Wagga Wagga Ambulance Station (RAIR) | Wagga Wagga Ambulance Station (RAIR) | Ground | 22 |  | WAG-0043 | Vehicle Hoist | 1 | WAG-0043 |  | Powerrex | 1/11/2002 | SL-2900F | SL290K006 | [7 empty] | 13/5/2022 | 2 - Normal | 2 - Medium | 1 - Excellent |  | 3 - Normal
Wagga Wagga Ambulance Station (RAIR) | Wagga Wagga Ambulance Station (RAIR) | Ground | 22 |  | WAG-0044 | Fire Extinguisher (C02) | 1 | WAG-0044 | [12 empty] | 13/5/2022 | 2 - Normal | 2 - Medium | 1 - Excellent |  | 3 - Normal
Wagga Wagga Ambulance Station (RAIR) | Wagga Wagga Ambulance Station (RAIR) | Ground | 22 |  |  | Variable Speed Drive | 1 | 0 |  | Vacon |  | 151016 | [8 empty] | 13/5/2022 | 2 - Normal | 2 - Medium | 1 - Excellent |  | 3 - Normal
Wagga Wagga Ambulance Station (RAIR) | Wagga Wagga Ambulance Station (RAIR) | Ground | 22 |  |  | Emergency Exit Light (Spitfire) | 2 | 0 | [12 empty] | 13/5/2022 | 2 - Normal | 2 - Medium | 1 - Excellent |  | 3 - Normal
Wagga Wagga Ambulance Station (RAIR) | Wagga Wagga Ambulance Station (RAIR) | Ground | 22 |  |  | Emergency Exit Light (Spitfire) | 2 | 0 | [12 empty] | 13/5/2022 | 2 - Normal | 2 - Medium | 1 - Excellent |  | 3 - Normal
Wagga Wagga Ambulance Station (RAIR) | Wagga Wagga Ambulance Station (RAIR) | Ground | 22 |  |  | Thermal Heat Detector | 3 | 0 | [12 empty] | 13/5/2022 | 2 - Normal | 2 - Medium | 1 - Excellent |  | 3 - Normal
Wagga Wagga Ambulance Station (RAIR) | Wagga Wagga Ambulance Station (RAIR) | Ground | 22 |  |  | Thermal Heat Detector | 3 | 0 | [12 empty] | 13/5/2022 | 2 - Normal | 2 - Medium | 1 - Excellent |  | 3 - Normal
Wagga Wagga Ambulance Station (RAIR) | Wagga Wagga Ambulance Station (RAIR) | Ground | 22 |  |  | Thermal Heat Detector | 3 | 0 | [12 empty] | 13/5/2022 | 2 - Normal | 2 - Medium | 1 - Excellent |  | 3 - Normal
Wagga Wagga Ambulance Station (RAIR) | Wagga Wagga Ambulance Station (RAIR) | Ground | 22 |  |  | Wallmount Battery Charger | 1 | 0 |  | Durst |  | BCSW - 1225 BS | [8 empty] | 13/5/2022 | 2 - Normal | 2 - Medium | 1 - Excellent |  | 3 - Normal
Wagga Wagga Ambulance Station (RAIR) | Wagga Wagga Ambulance Station (RAIR) | Ground | 22 |  |  | Vehicle Battery Charger | 1 | 0 |  | Durst |  | BCS-1225C | [8 empty] | 13/5/2022 | 2 - Normal | 2 - Medium | 1 - Excellent |  | 3 - Normal
Wagga Wagga Ambulance Station (RAIR) | Wagga Wagga Ambulance Station (RAIR) | Ground | 22 |  |  | Evaporative A/C Unit | 1 | 0 |  | Bonaire | [10 empty] | 13/5/2022 | 2 - Normal | 2 - Medium | 1 - Excellent |  | 3 - Normal
Wagga Wagga Ambulance Station (RAIR) | Wagga Wagga Ambulance Station (RAIR) | Ground | 23 |  |  | Smoke Detector | 1 | 0 | [12 empty] | 13/5/2022 | 2 - Normal | 2 - Medium | 1 - Excellent |  | 3 - Normal
Wagga Wagga Ambulance Station (RAIR) | Wagga Wagga Ambulance Station (RAIR) | Ground | 23 |  |  | Emergency Exit Light (Green) | 1 | 0 |  | Clevertronics |  | Ultrablade | [8 empty] | 13/5/2022 | 2 - Normal | 2 - Medium | 1 - Excellent |  | 3 - Normal
Wagga Wagga Ambulance Station (RAIR) | Wagga Wagga Ambulance Station (RAIR) | Ground | 24 |  |  | Smoke Detector | 1 | 0 | [12 empty] | 13/5/2022 | 2 - Normal | 2 - Medium | 1 - Excellent |  | 3 - Normal
Wagga Wagga Ambulance Station (RAIR) | Wagga Wagga Ambulance Station (RAIR) | Ground | 24 |  |  | A/C Cassette | 1 | 0 |  | Mitsubishi Electric | [10 empty] | 13/5/2022 | 2 - Normal | 2 - Medium | 1 - Excellent |  | 3 - Normal
Wagga Wagga Ambulance Station (RAIR) | Wagga Wagga Ambulance Station (RAIR) | Ground | 25 |  |  | Thermal Heat Detector | 1 | 0 | [12 empty] | 13/5/2022 | 2 - Normal | 2 - Medium | 1 - Excellent |  | 3 - Normal
Wagga Wagga Ambulance Station (RAIR) | Wagga Wagga Ambulance Station (RAIR) | Ground | 25 |  |  | A/C Cassette | 1 | 0 |  | Mitsubishi Electric | [10 empty] | 13/5/2022 | 2 - Normal | 2 - Medium | 1 - Excellent |  | 3 - Normal
Wagga Wagga Ambulance Station (RAIR) | Wagga Wagga Ambulance Station (RAIR) | Ground | 25 |  | WAG-0045 | Fire Blanket | 1 | WAG-0045 | [12 empty] | 13/5/2022 | 2 - Normal | 2 - Medium | 1 - Excellent |  | 3 - Normal
Wagga Wagga Ambulance Station (RAIR) | Wagga Wagga Ambulance Station (RAIR) | Ground | 25 |  |  | Emergency Exit Light (Green) | 1 | 0 |  | Clevertronics |  | Ultrablade | [8 empty] | 13/5/2022 | 2 - Normal | 2 - Medium | 1 - Excellent |  | 3 - Normal
Wagga Wagga Ambulance Station (RAIR) | Wagga Wagga Ambulance Station (RAIR) | Ground | 25 | Under sink | WAG-0046 | Billi Hot Water Service | 1 | WAG-0046 |  | Billi |  | Quadra 460 xl 904060LCH | N 0566 4103 LCH | [7 empty] | 13/5/2022 | 2 - Normal | 2 - Medium | 1 - Excellent |  | 3 - Normal
Wagga Wagga Ambulance Station (RAIR) | Wagga Wagga Ambulance Station (RAIR) | Ground | 26 |  | WAG-0047 | TMV | 1 | WAG-0047 |  | Enware |  | Aquablend 1500 | [8 empty] | 13/5/2022 | 2 - Normal | 2 - Medium | 1 - Excellent |  | 3 - Normal
Wagga Wagga Ambulance Station (RAIR) | Wagga Wagga Ambulance Station (RAIR) | Ground | 26 |  |  | Thermal Heat Detector | 1 | 0 | [12 empty] | 13/5/2022 | 2 - Normal | 2 - Medium | 1 - Excellent |  | 3 - Normal
Wagga Wagga Ambulance Station (RAIR) | Wagga Wagga Ambulance Station (RAIR) | Ground | 27 |  |  | Smoke Detector | 1 | 0 | [12 empty] | 13/5/2022 | 2 - Normal | 2 - Medium | 1 - Excellent |  | 3 - Normal
Wagga Wagga Ambulance Station (RAIR) | Wagga Wagga Ambulance Station (RAIR) | Ground | 22 |  |  | Thermal Heat Detector | 1 | 0 | [12 empty] | 13/5/2022 | 2 - Normal | 2 - Medium | 1 - Excellent |  | 3 - Normal
Wagga Wagga Ambulance Station (RAIR) | Wagga Wagga Ambulance Station (RAIR) | Ground | 22 | Smaller roller door motor |  | Automatic Roller Door Motor | 1 | 0 |  | Grifco | 1/12/2015 | EDL102 | 15C040140 | [7 empty] | 13/5/2022 | 2 - Normal | 2 - Medium | 1 - Excellent |  | 3 - Normal
Wagga Wagga Ambulance Station (RAIR) | Wagga Wagga Ambulance Station (RAIR) | Ground | 22 | Smaller roller door | WAG-0049 | Automatic Roller Door | 1 | WAG-0049 | [6 empty] | 3.4 | 9 |  |  |  |  | 13/5/2022 | 2 - Normal | 2 - Medium | 1 - Excellent |  | 3 - Normal
Wagga Wagga Ambulance Station (RAIR) | Wagga Wagga Ambulance Station (RAIR) | Ground | 22 | Motor for larger roller door |  | Automatic Roller Door Motor | 1 | 0 |  | Grifco |  | EDL102 | [8 empty] | 13/5/2022 | 2 - Normal | 2 - Medium | 1 - Excellent |  | 3 - Normal
Wagga Wagga Ambulance Station (RAIR) | Wagga Wagga Ambulance Station (RAIR) | Ground | 22 | Larger roller door | WAG-0048 | Automatic Roller Door | 1 | WAG-0048 |  | ANSA |  |  |  |  | 3.5 | 5.5 |  |  |  |  | 13/5/2022 | 2 - Normal | 2 - Medium | 1 - Excellent |  | 3 - Normal
Wagga Wagga Ambulance Station (RAIR) | Wagga Wagga Ambulance Station (RAIR) | Ground | 29 | Above entry door from carpark |  | Emergency Exit Light (Green) | 1 | 0 |  | Clevertronics |  | Ultrablade | [8 empty] | 13/5/2022 | 2 - Normal | 2 - Medium | 1 - Excellent |  | 3 - Normal
Wagga Wagga Ambulance Station (RAIR) | Wagga Wagga Ambulance Station (RAIR) | Ground | 29 |  | WAG-0050 | Fire Extinguisher (C02) | 1 | WAG-0050 | [12 empty] | 13/5/2022 | 2 - Normal | 2 - Medium | 1 - Excellent |  | 3 - Normal
Wagga Wagga Ambulance Station (RAIR) | Wagga Wagga Ambulance Station (RAIR) | Ground | 29 | Next to kitchen |  | Smoke Detector | 1 | 0 | [12 empty] | 13/5/2022 | 2 - Normal | 2 - Medium | 1 - Excellent |  | 3 - Normal
Wagga Wagga Ambulance Station (RAIR) | Wagga Wagga Ambulance Station (RAIR) | Ground | 29 |  |  | Emergency Exit Light (Spitfire) | 1 | 0 | [12 empty] | 13/5/2022 | 2 - Normal | 2 - Medium | 1 - Excellent |  | 3 - Normal
Wagga Wagga Ambulance Station (RAIR) | Wagga Wagga Ambulance Station (RAIR) | Ground | 29 |  |  | Smoke Detector | 1 | 0 | [12 empty] | 13/5/2022 | 2 - Normal | 2 - Medium | 1 - Excellent |  | 3 - Normal
Wagga Wagga Ambulance Station (RAIR) | Wagga Wagga Ambulance Station (RAIR) | Ground | 29 | Above entry door from street |  | Emergency Exit Light (Green) | 1 | 0 |  | Clevertronics |  | Ultrablade | [8 empty] | 13/5/2022 | 2 - Normal | 2 - Medium | 1 - Excellent |  | 3 - Normal
Wagga Wagga Ambulance Station (RAIR) | Wagga Wagga Ambulance Station (RAIR) | Ground | 30 |  |  | A/C Cassette | 1 | 0 |  | Mitsubishi Electric | [10 empty] | 13/5/2022 | 2 - Normal | 2 - Medium | 1 - Excellent |  | 3 - Normal
Wagga Wagga Ambulance Station (RAIR) | Wagga Wagga Ambulance Station (RAIR) | Ground | 30 |  |  | Smoke Detector | 1 | 0 | [12 empty] | 13/5/2022 | 2 - Normal | 2 - Medium | 1 - Excellent |  | 3 - Normal
Wagga Wagga Ambulance Station (RAIR) | Wagga Wagga Ambulance Station (RAIR) | Ground | 30 | Under sink | WAG-0051 | Billi Hot Water Service | 1 | WAG-0051 |  | Billi |  | Quadra 460 xl 904060 LCH | N 0466 3990 LCH | [7 empty] | 13/5/2022 | 2 - Normal | 2 - Medium | 1 - Excellent |  | 3 - Normal
Wagga Wagga Ambulance Station (RAIR) | Wagga Wagga Ambulance Station (RAIR) | Ground | 31 |  |  | Smoke Detector | 1 | 0 | [12 empty] | 13/5/2022 | 2 - Normal | 2 - Medium | 1 - Excellent |  | 3 - Normal
Wagga Wagga Ambulance Station (RAIR) | Wagga Wagga Ambulance Station (RAIR) | Ground | 31 |  |  | A/C Cassette | 1 | 0 |  | Mitsubishi Electric | [10 empty] | 13/5/2022 | 2 - Normal | 2 - Medium | 1 - Excellent |  | 3 - Normal
Wagga Wagga Ambulance Station (RAIR) | Wagga Wagga Ambulance Station (RAIR) | Ground | 32 |  |  | Smoke Detector | 1 | 0 | [12 empty] | 13/5/2022 | 2 - Normal | 2 - Medium | 1 - Excellent |  | 3 - Normal
Wagga Wagga Ambulance Station (RAIR) | Wagga Wagga Ambulance Station (RAIR) | Ground | 33 |  |  | Smoke Detector | 1 | 0 | [12 empty] | 13/5/2022 | 2 - Normal | 2 - Medium | 1 - Excellent |  | 3 - Normal
Wagga Wagga Ambulance Station (RAIR) | Wagga Wagga Ambulance Station (RAIR) | Ground | 33 |  |  | A/C Cassette | 1 | 0 |  | Mitsubishi Electric | [10 empty] | 13/5/2022 | 2 - Normal | 2 - Medium | 1 - Excellent |  | 3 - Normal
Wagga Wagga Ambulance Station (RAIR) | Wagga Wagga Ambulance Station (RAIR) | Ground | 34 |  |  | A/C Cassette | 1 | 0 |  | Mitsubishi Electric | [10 empty] | 13/5/2022 | 2 - Normal | 2 - Medium | 1 - Excellent |  | 3 - Normal
Wagga Wagga Ambulance Station (RAIR) | Wagga Wagga Ambulance Station (RAIR) | Ground | 34 |  |  | Smoke Detector | 1 | 0 | [12 empty] | 13/5/2022 | 2 - Normal | 2 - Medium | 1 - Excellent |  | 3 - Normal
Wagga Wagga Ambulance Station (RAIR) | Wagga Wagga Ambulance Station (RAIR) | Ground | 35 |  |  | Thermal Heat Detector | 1 | 0 | [12 empty] | 13/5/2022 | 2 - Normal | 2 - Medium | 1 - Excellent |  | 3 - Normal
Wagga Wagga Ambulance Station (RAIR) | Wagga Wagga Ambulance Station (RAIR) | Ground | 35 |  | WAG-0052 | TMV | 1 | WAG-0052 |  | Enware |  | Aquablend 150p | [8 empty] | 13/5/2022 | 2 - Normal | 2 - Medium | 1 - Excellent |  | 3 - Normal
Wagga Wagga Ambulance Station (RAIR) | Wagga Wagga Ambulance Station (RAIR) | Ground | 37 |  |  | Thermal Heat Detector | 1 | 0 | [12 empty] | 13/5/2022 | 2 - Normal | 2 - Medium | 1 - Excellent |  | 3 - Normal
Wagga Wagga Ambulance Station (RAIR) | Wagga Wagga Ambulance Station (RAIR) | Ground | 37 |  | WAG-0053 | TMV | 1 | WAG-0053 |  | Enware |  | Aquablend 1500 | [8 empty] | 13/5/2022 | 2 - Normal | 2 - Medium | 1 - Excellent |  | 3 - Normal
Wagga Wagga Ambulance Station (RAIR) | Wagga Wagga Ambulance Station (RAIR) | Ground | 38 |  |  | A/C Cassette | 1 | 0 |  | Mitsubishi Electric | [10 empty] | 13/5/2022 | 2 - Normal | 2 - Medium | 1 - Excellent |  | 3 - Normal
Wagga Wagga Ambulance Station (RAIR) | Wagga Wagga Ambulance Station (RAIR) | Ground | 38 |  | WAG-0055 | Billi Hot Water Service | 1 | WAG-0055 |  | Billi |  | Quadra 460 xl 904060 LCH | N 0466 3997 LCH | [7 empty] | 13/5/2022 | 2 - Normal | 2 - Medium | 1 - Excellent |  | 3 - Normal
Wagga Wagga Ambulance Station (RAIR) | Wagga Wagga Ambulance Station (RAIR) | Ground | 38 |  | WAG-0054 | Fire Blanket | 1 | WAG-0054 | [12 empty] | 13/5/2022 | 2 - Normal | 2 - Medium | 1 - Excellent |  | 3 - Normal
Wagga Wagga Ambulance Station (RAIR) | Wagga Wagga Ambulance Station (RAIR) | Ground | 39 |  |  | Smoke Detector | 1 | 0 | [12 empty] | 13/5/2022 | 2 - Normal | 2 - Medium | 1 - Excellent |  | 3 - Normal
Wagga Wagga Ambulance Station (RAIR) | Wagga Wagga Ambulance Station (RAIR) | Ground | 39 |  |  | A/C Cassette | 1 | 0 |  | Mitsubishi Electric | [10 empty] | 13/5/2022 | 2 - Normal | 2 - Medium | 1 - Excellent |  | 3 - Normal
Wagga Wagga Ambulance Station (RAIR) | Wagga Wagga Ambulance Station (RAIR) | Ground | 41 | Side of education portion of building | WAG-0056 | A/C Air Package Unit | 1 | WAG-0056 |  | Mitsubishi Electric |  | MXZ-2D52VA | 59P00755 | [7 empty] | 13/5/2022 | 2 - Normal | 2 - Medium | 1 - Excellent |  | 3 - Normal
Wagga Wagga Ambulance Station (RAIR) | Wagga Wagga Ambulance Station (RAIR) | Ground | 41 | Side education portion of building | WAG-0057 | A/C Air Package Unit | 1 | WAG-0057 |  | Mitsubishi Electric | 1/7/2015 | SUZ-KA60VAD | 57P00537 | [7 empty] | 13/5/2022 | 2 - Normal | 2 - Medium | 1 - Excellent |  | 3 - Normal
Wagga Wagga Ambulance Station (RAIR) | Wagga Wagga Ambulance Station (RAIR) | Ground | 41 | Side education portion of building | WAG-0058 | A/C Air Package Unit | 1 | WAG-0058 |  | Mitsubishi Electric | 1/3/2016 | PUHZ-RP100VKA2 | 53U06164 | [7 empty] | 13/5/2022 | 2 - Normal | 2 - Medium | 1 - Excellent |  | 3 - Normal
Wagga Wagga Ambulance Station (RAIR) | Wagga Wagga Ambulance Station (RAIR) | Ground | 41 | Side education portion of building | WAG-0059 | A/C Air Package Unit | 1 | WAG-0059 |  | Mitsubishi Electric | 1/9/2015 | SUZ-KA50VAD | 59P01270 | [7 empty] | 13/5/2022 | 2 - Normal | 2 - Medium | 1 - Excellent |  | 3 - Normal
Wagga Wagga Ambulance Station (RAIR) | Wagga Wagga Ambulance Station (RAIR) | Ground | 41 | Side education portion of building | WAG-0060 | A/C Air Package Unit | 1 | WAG-0060 |  | Mitsubishi Electric | 1/3/2016 | SUZ-KA50VAD | 63P00193 | [7 empty] | 13/5/2022 | 2 - Normal | 2 - Medium | 1 - Excellent |  | 3 - Normal
Wagga Wagga Ambulance Station (RAIR) | Wagga Wagga Ambulance Station (RAIR) | Ground | 41 | Next to education door bottom carpark | WAG-0061 | Generator Link Box | 1 | WAG-0061 | [12 empty] | 13/5/2022 | 2 - Normal | 2 - Medium | 1 - Excellent |  | 3 - Normal
Wagga Wagga Ambulance Station (RAIR) | Wagga Wagga Ambulance Station (RAIR) | Ground | 41 | Next to education door bottom car park | WAG-0062 | Fire Hose Reel | 1 | WAG-0062 | [12 empty] | 13/5/2022 | 2 - Normal | 2 - Medium | 1 - Excellent |  | 3 - Normal
Wagga Wagga Ambulance Station (RAIR) | Wagga Wagga Ambulance Station (RAIR) | Ground | 41 | Next to rain water tank near education |  | RPZ | 1 | 0 |  | Febco |  | 860L | 12176 | [7 empty] | 13/5/2022 | 2 - Normal | 2 - Medium | 1 - Excellent |  | 3 - Normal
Wagga Wagga Ambulance Station (RAIR) | Wagga Wagga Ambulance Station (RAIR) | Ground | 41 | Next to rain water tank near education | WAG-0067 | Rain water tank motor | 1 | WAG-0067 |  | Grundfos |  | A-98117632P12121 | [8 empty] | 13/5/2022 | 2 - Normal | 2 - Medium | 1 - Excellent |  | 3 - Normal
Wagga Wagga Ambulance Station (RAIR) | Wagga Wagga Ambulance Station (RAIR) | Ground | 41 | Next to rain water tank near education | WAG-0066 | Rain water tank (pump) | 1 | WAG-0066 |  | ALL PUMPS | 1/5/2016 | MT46/XMP | WO-14455 | [7 empty] | 13/5/2022 | 2 - Normal | 2 - Medium | 1 - Excellent |  | 3 - Normal
Wagga Wagga Ambulance Station (RAIR) | Wagga Wagga Ambulance Station (RAIR) | Ground | 41 |  | WAG-0063 | Rain water tank | 1 | WAG-0063 |  |  | 22/3/2016 |  |  | 5,000 | [6 empty] | 13/5/2022 | 2 - Normal | 2 - Medium | 1 - Excellent |  | 3 - Normal
Wagga Wagga Ambulance Station (RAIR) | Wagga Wagga Ambulance Station (RAIR) | Ground | 41 | Bottom car park | WAG-0064 | Air Compressor | 1 | WAG-0064 |  | Mark Well | [10 empty] | 13/5/2022 | 2 - Normal | 2 - Medium | 1 - Excellent |  | 3 - Normal
Wagga Wagga Ambulance Station (RAIR) | Wagga Wagga Ambulance Station (RAIR) | Ground | 41 | Under carport |  | Wallmount Battery Charger | 1 | 0 |  | Durst |  | BCSW - 1225 B | 124570 | [7 empty] | 13/5/2022 | 2 - Normal | 2 - Medium | 1 - Excellent |  | 3 - Normal
Wagga Wagga Ambulance Station (RAIR) | Wagga Wagga Ambulance Station (RAIR) | Ground | 41 | Under carport |  | Vehicle Battery Charger | 1 | 0 |  | Durst |  | BCS-1245C | [8 empty] | 13/5/2022 | 2 - Normal | 2 - Medium | 1 - Excellent |  | 3 - Normal
Wagga Wagga Ambulance Station (RAIR) | Wagga Wagga Ambulance Station (RAIR) | Ground | 41 | In wash bay cage | WAG-0065 | Hot Water Heater | 1 | WAG-0065 |  | Dux | 4/11/2015 | 25W12P | 1.51105E+11 | 31 | [6 empty] | 13/5/2022 | 2 - Normal | 2 - Medium | 1 - Excellent |  | 3 - Normal
Wagga Wagga Ambulance Station (RAIR) | Wagga Wagga Ambulance Station (RAIR) | Ground | 41 | Side station near entry gate | WAG-0068 | A/C Air Package Unit | 1 | WAG-0068 |  | Mitsubishi Electric | 1/3/2016 | SUZ-KA50VAD | 63P00190 | [7 empty] | 13/5/2022 | 2 - Normal | 2 - Medium | 1 - Excellent |  | 3 - Normal
Wagga Wagga Ambulance Station (RAIR) | Wagga Wagga Ambulance Station (RAIR) | Ground | 41 | Side station near entry gate | WAG-0069 | A/C Air Package Unit | 1 | WAG-0069 |  | Mitsubishi Electric | 1/2/2016 | SUZ-KA25VAD | 62P00022 | [7 empty] | 13/5/2022 | 2 - Normal | 2 - Medium | 1 - Excellent |  | 3 - Normal
Wagga Wagga Ambulance Station (RAIR) | Wagga Wagga Ambulance Station (RAIR) | Ground | 41 | Side station near entry gate | WAG-0070 | A/C Air Package Unit | 1 | WAG-0070 |  | Mitsubishi Electric | 1/3/2016 | PUHZ-RP100VKA2 | 53U06166 | [7 empty] | 13/5/2022 | 2 - Normal | 2 - Medium | 1 - Excellent |  | 3 - Normal
Wagga Wagga Ambulance Station (RAIR) | Wagga Wagga Ambulance Station (RAIR) | Ground | 41 | Side station near entry gate | WAG-0071 | A/C Air Package Unit | 1 | WAG-0071 |  | Mitsubishi Electric | 1/9/2015 | SUZ-KA60VAD | 59P00615 | [7 empty] | 13/5/2022 | 2 - Normal | 2 - Medium | 1 - Excellent |  | 3 - Normal
Wagga Wagga Ambulance Station (RAIR) | Wagga Wagga Ambulance Station (RAIR) | Ground | 41 | Driveway exit gate | WAG-0072 | Automatic Gate | 1 | WAG-0072 |  | Gate drive systems Australia | [10 empty] | 13/5/2022 | 2 - Normal | 2 - Medium | 1 - Excellent |  | 3 - Normal
Wagga Wagga Ambulance Station (RAIR) | Wagga Wagga Ambulance Station (RAIR) | Ground | 41 | Driveway entry gate | WAG-0073 | Automatic Gate | 1 | WAG-0073 | [12 empty] | 13/5/2022 | 2 - Normal | 2 - Medium | 1 - Excellent |  | 3 - Normal
Wagga Wagga Ambulance Station (RAIR) | Wagga Wagga Ambulance Station (RAIR) | Ground | 41 | Near bbq area | WAG-0074 | A/C Air Package Unit | 1 | WAG-0074 |  | Mitsubishi Electric | 1/5/2015 | MXZ-8B140VA | 55U00768 | [7 empty] | 13/5/2022 | 2 - Normal | 2 - Medium | 1 - Excellent |  | 3 - Normal
Wagga Wagga Ambulance Station (RAIR) | Wagga Wagga Ambulance Station (RAIR) | Ground | 41 | Next to bbq area | WAG-0075 | A/C Air Package Unit | 1 | WAG-0075 |  | Mitsubishi Electric | 1/9/2015 | SUZ-KA50VAD | 59P01269 | [7 empty] | 13/5/2022 | 2 - Normal | 2 - Medium | 1 - Excellent |  | 3 - Normal
Wagga Wagga Ambulance Station (RAIR) | Wagga Wagga Ambulance Station (RAIR) | Ground | 41 | Next to bbq area | WAG-0076 | A/C Air Package Unit | 1 | WAG-0076 |  | Mitsubishi Electric | 1/3/2016 | SUZ-KA50VAD | 63P00202 | [7 empty] | 13/5/2022 | 2 - Normal | 2 - Medium | 1 - Excellent |  | 3 - Normal
Wagga Wagga Ambulance Station (RAIR) | Wagga Wagga Ambulance Station (RAIR) | Ground | 41 | Next to bbq area | WAG-0077 | A/C Air Package Unit | 1 | WAG-0077 |  | Mitsubishi Electric | 1/9/2015 | SUZ-KA50VAD | 59P01262 | [7 empty] | 13/5/2022 | 2 - Normal | 2 - Medium | 1 - Excellent |  | 3 - Normal
Wagga Wagga Ambulance Station (RAIR) | Wagga Wagga Ambulance Station (RAIR) | Ground | 41 | Next to bbq area | WAG-0078 | A/C Air Package Unit | 1 | WAG-0078 |  | Mitsubishi Electric | 1/9/2015 | SUZ-KA60VAD | 59P00606 | [7 empty] | 13/5/2022 | 2 - Normal | 2 - Medium | 1 - Excellent |  | 3 - Normal
Wagga Wagga Ambulance Station (RAIR) | Wagga Wagga Ambulance Station (RAIR) | Ground | 41 | Next to bbq area | WAG-0079 | A/C Air Package Unit | 1 | WAG-0079 |  | Mitsubishi Electric | 1/9/2015 | SUZ-KA60VAD | 59P00614 | [7 empty] | 13/5/2022 | 2 - Normal | 2 - Medium | 1 - Excellent |  | 3 - Normal
Wagga Wagga Ambulance Station (RAIR) | Wagga Wagga Ambulance Station (RAIR) | Ground | 41 | Next to bbq area | WAG-0080 | A/C Air Package Unit | 1 | WAG-0080 |  | Mitsubishi Electric | 1/3/2016 | SUZ-KA50VAD | 63P00195 | [7 empty] | 13/5/2022 | 2 - Normal | 2 - Medium | 1 - Excellent |  | 3 - Normal
Wagga Wagga Ambulance Station (RAIR) | Wagga Wagga Ambulance Station (RAIR) | Ground | 41 | Next to bbq area | WAG-0081 | A/C Air Package Unit | 1 | WAG-0081 |  | Mitsubishi Electric |  | MUZ-GE50VAD | 6001778 | [7 empty] | 13/5/2022 | 2 - Normal | 2 - Medium | 1 - Excellent |  | 3 - Normal
Wagga Wagga Ambulance Station (RAIR) | Wagga Wagga Ambulance Station (RAIR) | Ground | 41 | Near bbq area |  | Hot Water Heater | 1 | 0 |  | Rheem | 31/10/2014 | 61043050 | 5492838 | 410 | [6 empty] | 13/5/2022 | 2 - Normal | 2 - Medium | 1 - Excellent |  | 3 - Normal
Wagga Wagga Ambulance Station (RAIR) | Wagga Wagga Ambulance Station (RAIR) | Ground | 41 | Next to bbq area | WAG-0082 | Hot Water Heater | 1 | WAG-0082 |  | Rheem | 2/9/2015 | 61331507 | 5711035 | 315 | [6 empty] | 13/5/2022 | 2 - Normal | 2 - Medium | 1 - Excellent |  | 3 - Normal
Wagga Wagga Ambulance Station (RAIR) | Wagga Wagga Ambulance Station (RAIR) | Ground | 41 | Next to bbq area | WAG-0083 | Hot Water Heater | 1 | WAG-0083 |  | Rheem | 28/8/2015 | 61331507 | 5709769 | 315 | [6 empty] | 13/5/2022 | 2 - Normal | 2 - Medium | 1 - Excellent |  | 3 - Normal
Wagga Wagga Ambulance Station (RAIR) | Wagga Wagga Ambulance Station (RAIR) | Ground | 41 | Next to bbq area | WAG-0084 | Dual curculation pump | 1 | WAG-0084 |  | Grundfos | [10 empty] | 13/5/2022 | 2 - Normal | 2 - Medium | 1 - Excellent |  | 3 - Normal
Wagga Wagga Ambulance Station (RAIR) | Wagga Wagga Ambulance Station (RAIR) | Ground | 41 | On roof |  | A/C Unit Split (Outdoor) | 1 | 0 |  | Hitachi | [10 empty] | 13/5/2022 | 2 - Normal | 2 - Medium | 1 - Excellent |  | 3 - Normal
Wagga Wagga Ambulance Station (RAIR) | Wagga Wagga Ambulance Station (RAIR) | Ground | 41 | Front driveway |  | Fire Hydrant Assembly | 1 | 0 | [12 empty] | 13/5/2022 | 2 - Normal | 2 - Medium | 1 - Excellent |  | 3 - Normal
Wagga Wagga Ambulance Station (RAIR) | Wagga Wagga Ambulance Station (RAIR) | Ground | 41 | Front driveway |  | RPZ | 1 | 0 |  | FEBCO |  | 860L | 648 | [7 empty] | 13/5/2022 | 2 - Normal | 2 - Medium | 1 - Excellent |  | 3 - Normal
Wagga Wagga Ambulance Station (RAIR) | Wagga Wagga Ambulance Station (RAIR) | Ground | 41 | On roof |  | Roof Anchor Points | 13 | 0 |  | KYTT | [10 empty] | 13/5/2022 | 2 - Normal | 2 - Medium | 1 - Excellent |  | 3 - Normal
Wagga Wagga Ambulance Station (RAIR) | Wagga Wagga Ambulance Station (RAIR) | Ground | 41 | On roof |  | Roof Anchor Points | 13 | 0 |  | KYTT | [10 empty] | 13/5/2022 | 2 - Normal | 2 - Medium | 1 - Excellent |  | 3 - Normal
Wagga Wagga Ambulance Station (RAIR) | Wagga Wagga Ambulance Station (RAIR) | Ground | 41 | On roof |  | Roof Anchor Points | 13 | 0 |  | KYTT | [10 empty] | 13/5/2022 | 2 - Normal | 2 - Medium | 1 - Excellent |  | 3 - Normal
Wagga Wagga Ambulance Station (RAIR) | Wagga Wagga Ambulance Station (RAIR) | Ground | 41 | On roof |  | Roof Anchor Points | 13 | 0 |  | KYTT | [10 empty] | 13/5/2022 | 2 - Normal | 2 - Medium | 1 - Excellent |  | 3 - Normal
Wagga Wagga Ambulance Station (RAIR) | Wagga Wagga Ambulance Station (RAIR) | Ground | 41 | On roof |  | Roof Anchor Points | 13 | 0 |  | KYTT | [10 empty] | 13/5/2022 | 2 - Normal | 2 - Medium | 1 - Excellent |  | 3 - Normal
Wagga Wagga Ambulance Station (RAIR) | Wagga Wagga Ambulance Station (RAIR) | Ground | 41 | On roof |  | Roof Anchor Points | 13 | 0 |  | KYTT | [10 empty] | 13/5/2022 | 2 - Normal | 2 - Medium | 1 - Excellent |  | 3 - Normal
Wagga Wagga Ambulance Station (RAIR) | Wagga Wagga Ambulance Station (RAIR) | Ground | 41 | On roof |  | Roof Anchor Points | 13 | 0 |  | KYTT | [10 empty] | 13/5/2022 | 2 - Normal | 2 - Medium | 1 - Excellent |  | 3 - Normal
Wagga Wagga Ambulance Station (RAIR) | Wagga Wagga Ambulance Station (RAIR) | Ground | 41 | On roof |  | Roof Anchor Points | 13 | 0 |  | KYTT | [10 empty] | 13/5/2022 | 2 - Normal | 2 - Medium | 1 - Excellent |  | 3 - Normal
Wagga Wagga Ambulance Station (RAIR) | Wagga Wagga Ambulance Station (RAIR) | Ground | 41 | On roof |  | Roof Anchor Points | 13 | 0 |  | KYTT | [10 empty] | 13/5/2022 | 2 - Normal | 2 - Medium | 1 - Excellent |  | 3 - Normal
Wagga Wagga Ambulance Station (RAIR) | Wagga Wagga Ambulance Station (RAIR) | Ground | 41 | On roof |  | Roof Anchor Points | 13 | 0 |  | KYTT | [10 empty] | 13/5/2022 | 2 - Normal | 2 - Medium | 1 - Excellent |  | 3 - Normal
Wagga Wagga Ambulance Station (RAIR) | Wagga Wagga Ambulance Station (RAIR) | Ground | 41 | On roof |  | Roof Anchor Points | 13 | 0 |  | KYTT | [10 empty] | 13/5/2022 | 2 - Normal | 2 - Medium | 1 - Excellent |  | 3 - Normal
Wagga Wagga Ambulance Station (RAIR) | Wagga Wagga Ambulance Station (RAIR) | Ground | 41 | On roof |  | Roof Anchor Points | 13 | 0 |  | KYTT | [10 empty] | 13/5/2022 | 2 - Normal | 2 - Medium | 1 - Excellent |  | 3 - Normal
Wagga Wagga Ambulance Station (RAIR) | Wagga Wagga Ambulance Station (RAIR) | Ground | 41 | On roof |  | Roof Anchor Points | 13 | 0 |  | KYTT | [10 empty] | 13/5/2022 | 2 - Normal | 2 - Medium | 1 - Excellent |  | 3 - Normal
Finley Ambulance Station | Finley Ambulance Station | Ground | 1 |  |  | Emergency Exit Light (Green) | 1 | 0 | [12 empty] | 23/5/2022 | 2 - Normal | 2 - Medium | 1 - Excellent |  | 3 - Normal
Finley Ambulance Station | Finley Ambulance Station | Ground | 1 |  |  | Emergency Exit Light (White) | 1 | 0 | [12 empty] | 23/5/2022 | 2 - Normal | 2 - Medium | 1 - Excellent |  | 3 - Normal
Finley Ambulance Station | Finley Ambulance Station | Ground | 2 |  |  | Emergency Exit Light (White) | 1 | 0 | [12 empty] | 23/5/2022 | 2 - Normal | 2 - Medium | 1 - Excellent |  | 3 - Normal
Finley Ambulance Station | Finley Ambulance Station | Ground | 4 | Centre corridor |  | Emergency Exit Light (Green) | 1 | 0 | [12 empty] | 23/5/2022 | 2 - Normal | 2 - Medium | 1 - Excellent |  | 3 - Normal
Finley Ambulance Station | Finley Ambulance Station | Ground | 4 | Above exit door |  | Emergency Exit Light (Green) | 1 | 0 | [12 empty] | 23/5/2022 | 2 - Normal | 2 - Medium | 1 - Excellent |  | 3 - Normal
Finley Ambulance Station | Finley Ambulance Station | Ground | 4 |  | FIN-0001 | Fire Extinguisher (C02) | 1 | FIN-0001 | [12 empty] | 23/5/2022 | 2 - Normal | 2 - Medium | 1 - Excellent |  | 3 - Normal
Finley Ambulance Station | Finley Ambulance Station | Ground | 4 |  | FIN-0002 | Fire Extinguisher (Water) | 1 | FIN-0002 | [12 empty] | 23/5/2022 | 2 - Normal | 2 - Medium | 1 - Excellent |  | 3 - Normal
Finley Ambulance Station | Finley Ambulance Station | Ground | 4 |  | FIN-0003 | Safe | 1 | FIN-0003 |  | Diplomat |  | KC64EN | E08026288 | [7 empty] | 23/5/2022 | 2 - Normal | 2 - Medium | 1 - Excellent |  | 3 - Normal
Finley Ambulance Station | Finley Ambulance Station | Ground | 4 |  |  | Smoke Detector | 1 | 0 |  | Brooks | [10 empty] | 23/5/2022 | 2 - Normal | 2 - Medium | 1 - Excellent |  | 3 - Normal
Finley Ambulance Station | Finley Ambulance Station | Ground | 3 |  |  | Smoke Detector | 1 | 0 |  | Brooks | [10 empty] | 23/5/2022 | 2 - Normal | 2 - Medium | 1 - Excellent |  | 3 - Normal
Finley Ambulance Station | Finley Ambulance Station | Ground | 3 |  | FIN-0006 | EKA controller box | 1 | FIN-0006 | [12 empty] | 23/5/2022 | 2 - Normal | 2 - Medium | 1 - Excellent |  | 3 - Normal
Finley Ambulance Station | Finley Ambulance Station | Ground | 5 |  | FIN-0005 | Safe | 1 | FIN-0005 |  | Diplomat | [10 empty] | 23/5/2022 | 2 - Normal | 2 - Medium | 1 - Excellent |  | 3 - Normal
Finley Ambulance Station | Finley Ambulance Station | Ground | 5 |  | FIN-0004 | Safe | 1 | FIN-0004 |  | Guardall | [10 empty] | 23/5/2022 | 2 - Normal | 2 - Medium | 1 - Excellent |  | 3 - Normal
Finley Ambulance Station | Finley Ambulance Station | Ground | 10 |  |  | Smoke Detector | 1 | 0 |  | Brooks | [10 empty] | 23/5/2022 | 2 - Normal | 2 - Medium | 1 - Excellent |  | 3 - Normal
Finley Ambulance Station | Finley Ambulance Station | Ground | 10 |  | FIN-0007 | A/C Unit Split (Indoor) | 1 | FIN-0007 |  | Mitsubishi |  | SRK56HAA | 204190884 | [7 empty] | 23/5/2022 | 2 - Normal | 2 - Medium | 1 - Excellent |  | 3 - Normal
Finley Ambulance Station | Finley Ambulance Station | Ground | 12 |  | FIN-0008 | Fire Blanket | 1 | FIN-0008 | [12 empty] | 23/5/2022 | 2 - Normal | 2 - Medium | 1 - Excellent |  | 3 - Normal
Finley Ambulance Station | Finley Ambulance Station | Ground | 12 |  | FIN-0009 | ZIP Hot Water Service | 1 | FIN-0009 |  | Zip |  | Econoboil 3l white 303042 | 2.0201E+12 | [7 empty] | 23/5/2022 | 2 - Normal | 2 - Medium | 1 - Excellent |  | 3 - Normal
Finley Ambulance Station | Finley Ambulance Station | Ground | 13 |  |  | Smoke Detector | 1 | 0 |  | Brooks | [10 empty] | 23/5/2022 | 2 - Normal | 2 - Medium | 1 - Excellent |  | 3 - Normal
Finley Ambulance Station | Finley Ambulance Station | Ground | 14 | Near back door | FIN-0010 | Hot Water Heater | 1 | FIN-0010 |  | Proflo |  | Marathon | [8 empty] | 23/5/2022 | 2 - Normal | 2 - Medium | 1 - Excellent |  | 3 - Normal
Finley Ambulance Station | Finley Ambulance Station | Ground | 14 |  | FIN-0011 | A/C Air Package Unit | 1 | FIN-0011 |  | Mitsubishi Electric | 1/10/2018 | PUHZ-RP140VKA2 | 8XU15098 | [7 empty] | 23/5/2022 | 2 - Normal | 2 - Medium | 1 - Excellent |  | 3 - Normal
Finley Ambulance Station | Finley Ambulance Station | Ground | 14 | Sliding door to relief quarters | FIN-0012 | A/C Unit Split (Outdoor) | 1 | FIN-0012 |  | Mitsubishi Electric | [10 empty] | 23/5/2022 | 2 - Normal | 2 - Medium | 1 - Excellent |  | 3 - Normal
Finley Ambulance Station | Finley Ambulance Station | Ground | 13 | Side building |  | Main Switchboard | 1 | 0 | [12 empty] | 23/5/2022 | 2 - Normal | 2 - Medium | 1 - Excellent |  | 3 - Normal
Finley Ambulance Station | Finley Ambulance Station | Ground | 14 | Main switchboard |  | RCBO | 1 | 0 |  | Clipsal |  | RCBM220/30 C20 | 4317060 |  |  |  |  | FIN-0014 |  |  | 23/5/2022 | 2 - Normal | 2 - Medium | 1 - Excellent |  | 3 - Normal
Finley Ambulance Station | Finley Ambulance Station | Ground | 14 | Main switchboard |  | RCBO | 1 | 0 |  | Clipsal |  | RCBM220/30 C20 | 4312732 |  |  |  |  | FIN-0013 |  |  | 23/5/2022 | 2 - Normal | 2 - Medium | 1 - Excellent |  | 3 - Normal
Finley Ambulance Station | Finley Ambulance Station | Ground | 14 | Main switchboard |  | RCBO | 3 | 0 |  | ABB |  | DS651 C10 | [5 empty] | FIN-0013 |  |  | 23/5/2022 | 2 - Normal | 2 - Medium | 1 - Excellent |  | 3 - Normal
Finley Ambulance Station | Finley Ambulance Station | Ground | 14 | Main switchboard |  | RCBO | 3 | 0 |  | ABB |  | DS651 C10 | [5 empty] | FIN-0013 |  |  | 23/5/2022 | 2 - Normal | 2 - Medium | 1 - Excellent |  | 3 - Normal
Finley Ambulance Station | Finley Ambulance Station | Ground | 14 | Main switchboard |  | RCBO | 3 | 0 |  | ABB |  | DS651 C10 | [5 empty] | FIN-0013 |  |  | 23/5/2022 | 2 - Normal | 2 - Medium | 1 - Excellent |  | 3 - Normal
Finley Ambulance Station | Finley Ambulance Station | Ground | 14 | Main switchboard |  | RCBO | 1 | 0 |  | General Electric |  | DDM60 C20 | [5 empty] | FIN-0013 |  |  | 23/5/2022 | 2 - Normal | 2 - Medium | 1 - Excellent |  | 3 - Normal
Finley Ambulance Station | Finley Ambulance Plant Room | Ground | 2 |  | FIN-0014 | Fire Extinguisher (Dry Chemical) | 1 | FIN-0014 | [12 empty] | 23/5/2022 | 2 - Normal | 2 - Medium | 1 - Excellent |  | 3 - Normal
Finley Ambulance Station | Finley Ambulance Plant Room | Ground | 2 |  | FIN-0015 | Fire Extinguisher (Water) | 1 | FIN-0015 | [12 empty] | 23/5/2022 | 2 - Normal | 2 - Medium | 1 - Excellent |  | 3 - Normal
Finley Ambulance Station | Finley Ambulance Plant Room | Ground | 2 | Small roller door | FIN-0017 | Manual roller door | 1 | FIN-0017 |  | Stramit |  |  |  |  | 2.6 | 2.7 |  |  |  |  | 23/5/2022 | 2 - Normal | 2 - Medium | 1 - Excellent |  | 3 - Normal
Finley Ambulance Station | Finley Ambulance Plant Room | Ground | 2 | Larger roller door | FIN-0016 | Automatic Roller Door | 1 | FIN-0016 |  | Stramit |  |  |  |  | 2.6 | 5.6 |  |  |  |  | 23/5/2022 | 2 - Normal | 2 - Medium | 1 - Excellent |  | 3 - Normal
Finley Ambulance Station | Finley Ambulance Plant Room | Ground | 2 |  |  | Automatic Roller Door Motor | 1 | 0 |  | Grifco | 1/10/2002 | MT58006 | H02100051 | [7 empty] | 23/5/2022 | 2 - Normal | 2 - Medium | 1 - Excellent |  | 3 - Normal
Finley Ambulance Station | Finley Ambulance Plant Room | Ground | 2 |  |  | Wallmount Battery Charger | 1 | 0 |  | Durst |  | BCSW-1225 BS | 122539 | [7 empty] | 23/5/2022 | 2 - Normal | 2 - Medium | 1 - Excellent |  | 3 - Normal
Finley Ambulance Station | Finley Ambulance Plant Room | Ground | 2 |  |  | Vehicle Battery Charger | 1 | 0 |  | Durst |  | BCS-1225C | A90915032 | [7 empty] | 23/5/2022 | 2 - Normal | 2 - Medium | 1 - Excellent |  | 3 - Normal
Finley Ambulance Station | Finley Ambulance Plant Room | Ground | 2 |  |  | Wallmount Battery Charger | 1 | 0 |  | Durst |  | BCSW-1225 BS | [8 empty] | 23/5/2022 | 2 - Normal | 2 - Medium | 1 - Excellent |  | 3 - Normal
Finley Ambulance Station | Finley Ambulance Plant Room | Ground | 2 |  |  | Vehicle Battery Charger | 1 | 0 |  | Durst |  | BCS-1225C | A90610620 | [7 empty] | 23/5/2022 | 2 - Normal | 2 - Medium | 1 - Excellent |  | 3 - Normal
Finley Ambulance Station | Finley Ambulance Plant Room | Ground | 1 |  | FIN-0021 | Fire Extinguisher (Dry Chemical) | 1 | FIN-0021 | [12 empty] | 23/5/2022 | 2 - Normal | 2 - Medium | 1 - Excellent |  | 3 - Normal
Finley Ambulance Station | Finley Ambulance Plant Room | Ground | 1 |  | FIN-0018 | Fire Extinguisher (FOAM) | 1 | FIN-0018 | [12 empty] | 23/5/2022 | 2 - Normal | 2 - Medium | 1 - Excellent |  | 3 - Normal
Finley Ambulance Station | Finley Ambulance Plant Room | Ground | 1 |  | FIN-0019 | Hot Water Heater | 1 | FIN-0019 |  | Rinnai | 1/10/2015 | HFE25 | EHF25005348 | 25 | [6 empty] | 23/5/2022 | 2 - Normal | 2 - Medium | 1 - Excellent |  | 3 - Normal
Finley Ambulance Station | Finley Ambulance Plant Room | Ground | 1 |  |  | Wallmount Battery Charger | 1 | 0 |  | Durst |  | BCSW - 1245 B | 125206 | [7 empty] | 23/5/2022 | 2 - Normal | 2 - Medium | 1 - Excellent |  | 3 - Normal
Finley Ambulance Station | Finley Ambulance Plant Room | Ground | 1 |  |  | Vehicle Battery Charger | 1 | 0 |  | Durst |  | BCS-1245C | A90918063 | [7 empty] | 23/5/2022 | 2 - Normal | 2 - Medium | 1 - Excellent |  | 3 - Normal
Finley Ambulance Station | Finley Ambulance Plant Room | Ground | 1 |  | FIN-0020 | Pressure Cleaner | 1 | FIN-0020 |  | Jetwave |  | TX12-100 | [8 empty] | 23/5/2022 | 2 - Normal | 2 - Medium | 1 - Excellent |  | 3 - Normal
Jerilderie Ambulance Station | Jerilderie Ambulance Station | Ground | 1 | Above entry door |  | Emergency Exit Light (Green) | 1 | 0 |  | Legrand |  | Led slide connect | [8 empty] | 24/5/2022 | 2 - Normal | 2 - Medium | 1 - Excellent |  | 3 - Normal
Jerilderie Ambulance Station | Jerilderie Ambulance Station | Ground | 1 | Above door to Plant Room |  | Emergency Exit Light (Green) | 1 | 0 |  | FastLed |  | Fled | [8 empty] | 24/5/2022 | 2 - Normal | 2 - Medium | 1 - Excellent |  | 3 - Normal
Jerilderie Ambulance Station | Jerilderie Ambulance Station | Ground | 1 | Above exit door at rear |  | Emergency Exit Light (Green) | 1 | 0 |  | Lawell |  | LWRE1610 | [8 empty] | 24/5/2022 | 2 - Normal | 2 - Medium | 1 - Excellent |  | 3 - Normal
Jerilderie Ambulance Station | Jerilderie Ambulance Station | Ground | 1 | Centre room |  | Smoke Detector | 1 | 0 |  | Brooks | [10 empty] | 24/5/2022 | 2 - Normal | 2 - Medium | 1 - Excellent |  | 3 - Normal
Jerilderie Ambulance Station | Jerilderie Ambulance Station | Ground | 1 |  | JER-0001 | Fire Extinguisher (Dry Chemical) | 1 | JER-0001 | [12 empty] | 24/5/2022 | 2 - Normal | 2 - Medium | 1 - Excellent |  | 3 - Normal
Jerilderie Ambulance Station | Jerilderie Ambulance Station | Ground | 1 |  | JER-0002 | Safe | 1 | JER-0002 |  | CMI | [10 empty] | 24/5/2022 | 2 - Normal | 2 - Medium | 1 - Excellent |  | 3 - Normal
Jerilderie Ambulance Station | Jerilderie Ambulance Station | Ground | 1 |  | JER-0003 | A/C Unit Split (Indoor) | 1 | JER-0003 |  | Mitsubishi Electric |  | MSZ-GL71VGD | 7012410 | [7 empty] | 24/5/2022 | 2 - Normal | 2 - Medium | 1 - Excellent |  | 3 - Normal
Jerilderie Ambulance Station | Jerilderie Ambulance Station | Ground | 2 |  |  | Smoke Detector | 1 | 0 |  | Brooks | [10 empty] | 24/5/2022 | 2 - Normal | 2 - Medium | 1 - Excellent |  | 3 - Normal
Jerilderie Ambulance Station | Jerilderie Ambulance Station | Ground | 2 |  | JER-0004 | Fire Blanket | 1 | JER-0004 | [12 empty] | 24/5/2022 | 2 - Normal | 2 - Medium | 1 - Excellent |  | 3 - Normal
Jerilderie Ambulance Station | Jerilderie Ambulance Station | Ground | 3 |  | JER-0005 | A/C Unit Split (Indoor) | 1 | JER-0005 |  | Hitachi |  | RAS-S35YHAB | 3813 | [7 empty] | 24/5/2022 | 2 - Normal | 2 - Medium | 1 - Excellent |  | 3 - Normal
Jerilderie Ambulance Station | Jerilderie Ambulance Station | Ground | 9 |  | JER-0006 | EKA controller box | 1 | JER-0006 | [12 empty] | 24/5/2022 | 2 - Normal | 2 - Medium | 1 - Excellent |  | 3 - Normal
Jerilderie Ambulance Station | Jerilderie Ambulance Station | Ground | 9 |  | JER-0007 | Fire Extinguisher (FOAM) | 1 | JER-0007 | [12 empty] | 24/5/2022 | 2 - Normal | 2 - Medium | 1 - Excellent |  | 3 - Normal
Jerilderie Ambulance Station | Jerilderie Ambulance Station | Ground | 11 |  | JER-0008 | Safe | 1 | JER-0008 |  | Guardall | [10 empty] | 24/5/2022 | 2 - Normal | 2 - Medium | 1 - Excellent |  | 3 - Normal
Jerilderie Ambulance Station | Jerilderie Ambulance Station | Ground | 11 |  | JER-0009 | Safe | 1 | JER-0009 |  | Lockwood | [10 empty] | 24/5/2022 | 2 - Normal | 2 - Medium | 1 - Excellent |  | 3 - Normal
Jerilderie Ambulance Station | Jerilderie Ambulance Station | Ground | 9 |  |  | Wallmount Battery Charger | 1 | 0 |  | Durst |  | BCSW - 1225 BS | [8 empty] | 24/5/2022 | 2 - Normal | 2 - Medium | 1 - Excellent |  | 3 - Normal
Jerilderie Ambulance Station | Jerilderie Ambulance Station | Ground | 9 |  |  | Vehicle Battery Charger | 1 | 0 |  | Durst |  | BCS-1245C | A91220016 | [7 empty] | 24/5/2022 | 2 - Normal | 2 - Medium | 1 - Excellent |  | 3 - Normal
Jerilderie Ambulance Station | Jerilderie Ambulance Station | Ground | 9 |  |  | Wallmount Battery Charger | 1 | 0 |  | Durst |  | BCSW - 1225 BS | 122137 | [7 empty] | 24/5/2022 | 2 - Normal | 2 - Medium | 1 - Excellent |  | 3 - Normal
Jerilderie Ambulance Station | Jerilderie Ambulance Station | Ground | 9 |  |  | Vehicle Battery Charger | 1 | 0 |  | Durst |  | BCS-1225C | A90220010 | [7 empty] | 24/5/2022 | 2 - Normal | 2 - Medium | 1 - Excellent |  | 3 - Normal
Jerilderie Ambulance Station | Jerilderie Ambulance Station | Ground | 9 |  |  | Wallmount Battery Charger | 1 | 0 |  | Durst |  | BCSW-1245B | 125208 | [7 empty] | 24/5/2022 | 2 - Normal | 2 - Medium | 1 - Excellent |  | 3 - Normal
Jerilderie Ambulance Station | Jerilderie Ambulance Station | Ground | 9 |  |  | Vehicle Battery Charger | 1 | 0 |  | Durst |  | BCS-1245C | A90918064 | [7 empty] | 24/5/2022 | 2 - Normal | 2 - Medium | 1 - Excellent |  | 3 - Normal
Jerilderie Ambulance Station | Jerilderie Ambulance Station | Ground | 9 | Next to wash bay |  | Automatic Roller Door Motor | 1 | 0 |  | Grifco | 1/9/2010 | MTH102K | 108740051 | [7 empty] | 24/5/2022 | 2 - Normal | 2 - Medium | 1 - Excellent |  | 3 - Normal
Jerilderie Ambulance Station | Jerilderie Ambulance Station | Ground | 9 | Middle door of plant room |  | Automatic Roller Door Motor | 1 | 0 |  | Grifco | 1/7/2013 | MTH102 | 136460078 | [7 empty] | 24/5/2022 | 2 - Normal | 2 - Medium | 1 - Excellent |  | 3 - Normal
Jerilderie Ambulance Station | Jerilderie Ambulance Station | Ground | 9 | Closest to offices |  | Automatic Roller Door Motor | 1 | 0 |  | Grifco | 1/9/2010 | MTH102K | 108740232 | [7 empty] | 24/5/2022 | 2 - Normal | 2 - Medium | 1 - Excellent |  | 3 - Normal
Jerilderie Ambulance Station | Jerilderie Ambulance Station | Ground | 14 |  |  | Automatic Roller Door Motor | 1 | 0 |  | Grifco | 1/12/2012 | MTH102 | 12C030060 | [7 empty] | 24/5/2022 | 2 - Normal | 2 - Medium | 1 - Excellent |  | 3 - Normal
Jerilderie Ambulance Station | Jerilderie Ambulance Station | Ground | 9 | Door 1 closest to station | JER-0012 | Automatic Roller Door | 1 | JER-0012 | [6 empty] | 3.4 | 3.5 |  |  |  |  | 24/5/2022 | 2 - Normal | 2 - Medium | 1 - Excellent |  | 3 - Normal
Jerilderie Ambulance Station | Jerilderie Ambulance Station | Ground | 9 | Door 2 2nd from station | JER-0011 | Automatic Roller Door | 1 | JER-0011 | [6 empty] | 3.5 | 3.5 |  |  |  |  | 24/5/2022 | 2 - Normal | 2 - Medium | 1 - Excellent |  | 3 - Normal
Jerilderie Ambulance Station | Jerilderie Ambulance Station | Ground | 9 | Door 3 3rd from station | JER-0010 | Automatic Roller Door | 1 | JER-0010 | [6 empty] | 3.5 | 3.4 |  |  |  |  | 24/5/2022 | 2 - Normal | 2 - Medium | 1 - Excellent |  | 3 - Normal
Jerilderie Ambulance Station | Jerilderie Ambulance Station | Ground | 14 | Wash bay | JER-0013 | Automatic Roller Door | 1 | JER-0013 | [6 empty] | 3.5 | 3.6 |  |  |  |  | 24/5/2022 | 2 - Normal | 2 - Medium | 1 - Excellent |  | 3 - Normal
Jerilderie Ambulance Station | Jerilderie Ambulance Station | Ground | 14 |  | JER-0014 | Fire Extinguisher (Dry Chemical) | 1 | JER-0014 | [12 empty] | 24/5/2022 | 2 - Normal | 2 - Medium | 1 - Excellent |  | 3 - Normal
Jerilderie Ambulance Station | Jerilderie Ambulance Station | Ground | 14 |  |  | Pressure Cleaner | 1 | 0 |  | Gerni |  | Gerin 7000 GPW-7000 | 70101253 | [7 empty] | 24/5/2022 | 2 - Normal | 2 - Medium | 1 - Excellent |  | 3 - Normal
Jerilderie Ambulance Station | Jerilderie Ambulance Station | Ground | 15 |  |  | Distribution Board | 1 | 0 | [12 empty] | 24/5/2022 | 2 - Normal | 2 - Medium | 1 - Excellent |  | 3 - Normal
Jerilderie Ambulance Station | Jerilderie Ambulance Station | Ground | 15 | On distribution board |  | RCBO | 3 | 0 |  | Clipsal | [10 empty] | 24/5/2022 | 2 - Normal | 2 - Medium | 1 - Excellent |  | 3 - Normal
Jerilderie Ambulance Station | Jerilderie Ambulance Station | Ground | 15 | On distribution board |  | RCBO | 3 | 0 |  | Clipsal | [10 empty] | 24/5/2022 | 2 - Normal | 2 - Medium | 1 - Excellent |  | 3 - Normal
Jerilderie Ambulance Station | Jerilderie Ambulance Station | Ground | 15 | On distribution board |  | RCBO | 3 | 0 |  | Clipsal | [10 empty] | 24/5/2022 | 2 - Normal | 2 - Medium | 1 - Excellent |  | 3 - Normal
Jerilderie Ambulance Station | Jerilderie Ambulance Station | Ground | 16 | Rear plantroom | JER-0015 | Generator Supply Inlet Socket | 1 | JER-0015 |  | Clipsal |  | 56AI332 | [8 empty] | 24/5/2022 | 2 - Normal | 2 - Medium | 1 - Excellent |  | 3 - Normal
Jerilderie Ambulance Station | Jerilderie Ambulance Station | Ground | 16 |  | JER-0016 | A/C Unit Split (Outdoor) | 1 | JER-0016 |  | Mitsubishi Electric |  | MUZ-GL71VGD | 7016211 | [7 empty] | 24/5/2022 | 2 - Normal | 2 - Medium | 1 - Excellent |  | 3 - Normal
Jerilderie Ambulance Station | Jerilderie Ambulance Station | Ground | 16 | Next to rain water tank |  | Rain water tank (pump) | 1 | 0 |  | ACKO |  | BI-XKJ-1304SE | [8 empty] | 24/5/2022 | 2 - Normal | 2 - Medium | 5 - Defective |  | 3 - Normal
Jerilderie Ambulance Station | Jerilderie Ambulance Station | Ground | 16 | Side station | JER-0017 | Rain water tank | 1 | JER-0017 |  | Nylex |  |  |  | 10,000 | [6 empty] | 24/5/2022 | 2 - Normal | 2 - Medium | 1 - Excellent |  | 3 - Normal
Jerilderie Ambulance Station | Jerilderie Ambulance Station | Ground | 16 | Back courtyard | JER-0019 | A/C Unit Split (Outdoor) | 1 | JER-0019 |  | Hitachi |  | RAC-S35YHAB | 3036 | [7 empty] | 24/5/2022 | 2 - Normal | 2 - Medium | 1 - Excellent |  | 3 - Normal
Jerilderie Ambulance Station | Jerilderie Ambulance Station | Ground | 16 | Courtyard | JER-0018 | Main Switchboard | 1 | JER-0018 | [12 empty] | 24/5/2022 | 2 - Normal | 2 - Medium | 1 - Excellent |  | 3 - Normal
Jerilderie Ambulance Station | Jerilderie Ambulance Station | Ground | 16 | On main switchboard |  | RCBO | 3 | 0 |  | LANX Australis |  | LX110 C10 | [5 empty] | JER-0018 |  |  | 24/5/2022 | 2 - Normal | 2 - Medium | 1 - Excellent |  | 3 - Normal
Jerilderie Ambulance Station | Jerilderie Ambulance Station | Ground | 16 | On main switchboard |  | RCBO | 3 | 0 |  | LANX Australis |  | LX110 C10 | [5 empty] | JER-0018 |  |  | 24/5/2022 | 2 - Normal | 2 - Medium | 1 - Excellent |  | 3 - Normal
Jerilderie Ambulance Station | Jerilderie Ambulance Station | Ground | 16 | On main switchboard |  | RCBO | 3 | 0 |  | LANX Australis |  | LX110 C10 | [5 empty] | JER-0018 |  |  | 24/5/2022 | 2 - Normal | 2 - Medium | 1 - Excellent |  | 3 - Normal
Jerilderie Ambulance Station | Jerilderie Ambulance Station | Ground | 16 | Courtyard main switchboard |  | RCBO | 4 | 0 |  | LANX Australis |  | LX116 C16 | [5 empty] | JER-0018 |  |  | 24/5/2022 | 2 - Normal | 2 - Medium | 1 - Excellent |  | 3 - Normal
Jerilderie Ambulance Station | Jerilderie Ambulance Station | Ground | 16 | Courtyard main switchboard |  | RCBO | 4 | 0 |  | LANX Australis |  | LX116 C16 | [5 empty] | JER-0018 |  |  | 24/5/2022 | 2 - Normal | 2 - Medium | 1 - Excellent |  | 3 - Normal
Jerilderie Ambulance Station | Jerilderie Ambulance Station | Ground | 16 | Courtyard main switchboard |  | RCBO | 4 | 0 |  | LANX Australis |  | LX116 C16 | [5 empty] | JER-0018 |  |  | 24/5/2022 | 2 - Normal | 2 - Medium | 1 - Excellent |  | 3 - Normal
Jerilderie Ambulance Station | Jerilderie Ambulance Station | Ground | 16 | Courtyard main switchboard |  | RCBO | 4 | 0 |  | LANX Australis |  | LX116 C16 | [5 empty] | JER-0018 |  |  | 24/5/2022 | 2 - Normal | 2 - Medium | 1 - Excellent |  | 3 - Normal
Jerilderie Ambulance Station | Jerilderie Ambulance Station | Ground | 16 | Main Switchboard |  | RCBO | 7 | 0 |  | LANX Australis |  | LX120 C20 | [5 empty] | JER-0018 |  |  | 24/5/2022 | 2 - Normal | 2 - Medium | 1 - Excellent |  | 3 - Normal
Jerilderie Ambulance Station | Jerilderie Ambulance Station | Ground | 16 | Main Switchboard |  | RCBO | 7 | 0 |  | LANX Australis |  | LX120 C20 | [5 empty] | JER-0018 |  |  | 24/5/2022 | 2 - Normal | 2 - Medium | 1 - Excellent |  | 3 - Normal
Jerilderie Ambulance Station | Jerilderie Ambulance Station | Ground | 16 | Main Switchboard |  | RCBO | 7 | 0 |  | LANX Australis |  | LX120 C20 | [5 empty] | JER-0018 |  |  | 24/5/2022 | 2 - Normal | 2 - Medium | 1 - Excellent |  | 3 - Normal
Jerilderie Ambulance Station | Jerilderie Ambulance Station | Ground | 16 | Main Switchboard |  | RCBO | 7 | 0 |  | LANX Australis |  | LX120 C20 | [5 empty] | JER-0018 |  |  | 24/5/2022 | 2 - Normal | 2 - Medium | 1 - Excellent |  | 3 - Normal
Jerilderie Ambulance Station | Jerilderie Ambulance Station | Ground | 16 | Main Switchboard |  | RCBO | 7 | 0 |  | LANX Australis |  | LX120 C20 | [5 empty] | JER-0018 |  |  | 24/5/2022 | 2 - Normal | 2 - Medium | 1 - Excellent |  | 3 - Normal
Jerilderie Ambulance Station | Jerilderie Ambulance Station | Ground | 16 | Main Switchboard |  | RCBO | 7 | 0 |  | LANX Australis |  | LX120 C20 | [5 empty] | JER-0018 |  |  | 24/5/2022 | 2 - Normal | 2 - Medium | 1 - Excellent |  | 3 - Normal
Jerilderie Ambulance Station | Jerilderie Ambulance Station | Ground | 16 | Main Switchboard |  | RCBO | 7 | 0 |  | LANX Australis |  | LX120 C20 | [5 empty] | JER-0018 |  |  | 24/5/2022 | 2 - Normal | 2 - Medium | 1 - Excellent |  | 3 - Normal
Jerilderie Ambulance Station | Jerilderie Ambulance Station | Ground | 16 | Main Switchboard |  | RCBO | 1 | 0 |  | NHP |  | M6RCBS1630CAN C16 | [5 empty] | JER-0018 |  |  | 24/5/2022 | 2 - Normal | 2 - Medium | 1 - Excellent |  | 3 - Normal
Jerilderie Ambulance Station | Jerilderie Ambulance Station | Ground | 16 | Main switchboard |  | RCBO | 1 | 0 |  | Clipsal |  | RCBE220/30S C20 | [5 empty] | JER-0018 |  |  | 24/5/2022 | 2 - Normal | 2 - Medium | 1 - Excellent |  | 3 - Normal
Jerilderie Ambulance Station | Jerilderie Ambulance Station | Ground | 16 | Courtyard | JER-0020 | Hot Water Heater | 1 | JER-0020 |  | Rheem | 12/6/2007 | 11131508 | 3165310 | 315 | [6 empty] | 24/5/2022 | 2 - Normal | 2 - Medium | 1 - Excellent |  | 3 - Normal
Jerilderie Ambulance Station | Jerilderie Ambulance Residence | Ground | 11 | Courtyard | JER-0022 | A/C Air Package Unit | 1 | JER-0022 |  | Mitsubishi Electric | 1/1/2018 | FDC100VNP | AB0004159KK | [7 empty] | 24/5/2022 | 2 - Normal | 2 - Medium | 1 - Excellent |  | 3 - Normal
Jerilderie Ambulance Station | Jerilderie Ambulance Residence | Ground | 11 | Courtyard | JER-0021 | Distribution Board | 1 | JER-0021 | [12 empty] | 24/5/2022 | 2 - Normal | 2 - Medium | 1 - Excellent |  | 3 - Normal
Jerilderie Ambulance Station | Jerilderie Ambulance Residence | Ground | 2 |  |  | A/C Cassette | 1 | 0 |  | Mitsubishi | [10 empty] | 24/5/2022 | 2 - Normal | 2 - Medium | 1 - Excellent |  | 3 - Normal
Jerilderie Ambulance Station | Jerilderie Ambulance Residence | Ground | 4 |  |  | Smoke Detector | 1 | 0 | [12 empty] | 24/5/2022 | 2 - Normal | 2 - Medium | 1 - Excellent |  | 3 - Normal
Jerilderie Ambulance Station | Jerilderie Ambulance Residence | Ground | 7 |  | JER-0023 | A/C Unit Split (Indoor) | 1 | JER-0023 |  | Mitsubishi Electric | 1/1/2018 | SRK35ZSA-W | 840512949BE | [7 empty] | 24/5/2022 | 2 - Normal | 2 - Medium | 1 - Excellent |  | 3 - Normal
Jerilderie Ambulance Station | Jerilderie Ambulance Residence | Ground | 11 | Rear residence | JER-0024 | A/C Unit Split (Outdoor) | 1 | JER-0024 |  | Mitsubishi electric | 1/1/2018 | SRC35ZSA-W | 880412183BE | [7 empty] | 24/5/2022 | 2 - Normal | 2 - Medium | 1 - Excellent |  | 3 - Normal
Jerilderie Ambulance Station | Jerilderie Ambulance Residence | Ground | 11 | Backyard of residence | JER-0025 | Hot Water Heater | 1 | JER-0025 |  | Everhot | 31/7/1997 | 681400 | 875159 | 400 | [6 empty] | 24/5/2022 | 2 - Normal | 2 - Medium | 5 - Defective |  | 3 - Normal
Berrigan Health Service (Multi Purpose) | Berrigan Health Service (Multi Purpose) | Ground | 1037121 |  |  | Emergency Exit Light (Spitfire) | 1 | 0 | [12 empty] | 25/5/2022 | 2 - Normal | 2 - Medium | 1 - Excellent |  | 3 - Normal
Berrigan Health Service (Multi Purpose) | Berrigan Health Service (Multi Purpose) | Ground | 1037121 |  |  | Smoke Detector | 1 | 0 | [12 empty] | 25/5/2022 | 2 - Normal | 2 - Medium | 1 - Excellent |  | 3 - Normal
Berrigan Health Service (Multi Purpose) | Berrigan Health Service (Multi Purpose) | Ground | 1037121 |  |  | Smoke Detector | 1 | 0 | [12 empty] | 25/5/2022 | 2 - Normal | 2 - Medium | 1 - Excellent |  | 3 - Normal
Berrigan Health Service (Multi Purpose) | Berrigan Health Service (Multi Purpose) | Ground | 1037121 |  |  | A/C Cassette | 1 | 0 |  | Daikin | [10 empty] | 25/5/2022 | 2 - Normal | 2 - Medium | 1 - Excellent |  | 3 - Normal
Berrigan Health Service (Multi Purpose) | Berrigan Health Service (Multi Purpose) | Ground | 1037121 |  |  | Smoke Detector (Concealed) | 1 | 0 | [12 empty] | 25/5/2022 | 2 - Normal | 2 - Medium | 1 - Excellent |  | 3 - Normal
Berrigan Health Service (Multi Purpose) | Berrigan Health Service (Multi Purpose) | Ground | 1037121 |  |  | Safe | 1 | 0 |  | CMI | [10 empty] | 25/5/2022 | 2 - Normal | 2 - Medium | 1 - Excellent |  | 3 - Normal
Berrigan Health Service (Multi Purpose) | Berrigan Health Service (Multi Purpose) | Ground | 1037120 |  |  | Smoke Detector (Concealed) | 1 | 0 | [12 empty] | 25/5/2022 | 2 - Normal | 2 - Medium | 1 - Excellent |  | 3 - Normal
Berrigan Health Service (Multi Purpose) | Berrigan Health Service (Multi Purpose) | Ground | 1037120 |  |  | Smoke Detector | 1 | 0 | [12 empty] | 25/5/2022 | 2 - Normal | 2 - Medium | 1 - Excellent |  | 3 - Normal
Berrigan Health Service (Multi Purpose) | Berrigan Health Service (Multi Purpose) | Ground | 1037113 | Outside Staff Administration |  | Smoke Detector | 1 | 0 | [12 empty] | 25/5/2022 | 2 - Normal | 2 - Medium | 1 - Excellent |  | 3 - Normal
Berrigan Health Service (Multi Purpose) | Berrigan Health Service (Multi Purpose) | Ground | 1037113 | Outside staff Administration |  | Emergency Exit Light (Spitfire) | 1 | 0 | [12 empty] | 25/5/2022 | 2 - Normal | 2 - Medium | 1 - Excellent |  | 3 - Normal
Berrigan Health Service (Multi Purpose) | Berrigan Health Service (Multi Purpose) | Ground | 1037113 | Infront of plant room door |  | Smoke Detector | 1 | 0 | [12 empty] | 25/5/2022 | 2 - Normal | 2 - Medium | 1 - Excellent |  | 3 - Normal
Berrigan Health Service (Multi Purpose) | Berrigan Health Service (Multi Purpose) | Ground | 1037113 | Above rec area |  | A/C Cassette | 1 | 0 |  | Daikin | [10 empty] | 25/5/2022 | 2 - Normal | 2 - Medium | 1 - Excellent |  | 3 - Normal
Berrigan Health Service (Multi Purpose) | Berrigan Health Service (Multi Purpose) | Ground | 1037113 | Above rec area |  | Smoke Detector | 1 | 0 | [12 empty] | 25/5/2022 | 2 - Normal | 2 - Medium | 1 - Excellent |  | 3 - Normal
Berrigan Health Service (Multi Purpose) | Berrigan Health Service (Multi Purpose) | Ground | 1037113 | Above rec area |  | Smoke Detector (Concealed) | 1 | 0 | [12 empty] | 25/5/2022 | 2 - Normal | 2 - Medium | 1 - Excellent |  | 3 - Normal
Berrigan Health Service (Multi Purpose) | Berrigan Health Service (Multi Purpose) | Ground | 1037113 | Kitchen |  | Fire Blanket | 1 | 0 | [12 empty] | 25/5/2022 | 2 - Normal | 2 - Medium | 1 - Excellent |  | 3 - Normal
Berrigan Health Service (Multi Purpose) | Berrigan Health Service (Multi Purpose) | Ground | 1037113 | Kitchen |  | Hot water service | 1 | 0 |  | Rheem | 13/3/2017 | 70305W-AU | 5754 | [7 empty] | 25/5/2022 | 2 - Normal | 2 - Medium | 1 - Excellent |  | 3 - Normal
Berrigan Health Service (Multi Purpose) | Berrigan Health Service (Multi Purpose) | Ground | New space required (Ambulance Switchboard) |  | BERN0115 | Distribution Board - N3 | 1 | BERN0115 |  | NHP |  | Concept Plus | [8 empty] | 25/5/2022 | 2 - Normal | 2 - Medium | 1 - Excellent |  | 3 - Normal
Berrigan Health Service (Multi Purpose) | Berrigan Health Service (Multi Purpose) | Ground | New space required (Ambulance Switchboard) |  |  | RCBO | 14 | 0 |  | NHP |  | 607277 C20 | [5 empty] | BERN0115 |  |  | 25/5/2022 | 2 - Normal | 2 - Medium | 1 - Excellent |  | 3 - Normal
Berrigan Health Service (Multi Purpose) | Berrigan Health Service (Multi Purpose) | Ground | New space required (Ambulance Switchboard) |  |  | RCBO | 14 | 0 |  | NHP |  | 607277 C20 | [5 empty] | BERN0115 |  |  | 25/5/2022 | 2 - Normal | 2 - Medium | 1 - Excellent |  | 3 - Normal
Berrigan Health Service (Multi Purpose) | Berrigan Health Service (Multi Purpose) | Ground | New space required (Ambulance Switchboard) |  |  | RCBO | 14 | 0 |  | NHP |  | 607277 C20 | [5 empty] | BERN0115 |  |  | 25/5/2022 | 2 - Normal | 2 - Medium | 1 - Excellent |  | 3 - Normal
Berrigan Health Service (Multi Purpose) | Berrigan Health Service (Multi Purpose) | Ground | New space required (Ambulance Switchboard) |  |  | RCBO | 14 | 0 |  | NHP |  | 607277 C20 | [5 empty] | BERN0115 |  |  | 25/5/2022 | 2 - Normal | 2 - Medium | 1 - Excellent |  | 3 - Normal
Berrigan Health Service (Multi Purpose) | Berrigan Health Service (Multi Purpose) | Ground | New space required (Ambulance Switchboard) |  |  | RCBO | 14 | 0 |  | NHP |  | 607277 C20 | [5 empty] | BERN0115 |  |  | 25/5/2022 | 2 - Normal | 2 - Medium | 1 - Excellent |  | 3 - Normal
Berrigan Health Service (Multi Purpose) | Berrigan Health Service (Multi Purpose) | Ground | New space required (Ambulance Switchboard) |  |  | RCBO | 14 | 0 |  | NHP |  | 607277 C20 | [5 empty] | BERN0115 |  |  | 25/5/2022 | 2 - Normal | 2 - Medium | 1 - Excellent |  | 3 - Normal
Berrigan Health Service (Multi Purpose) | Berrigan Health Service (Multi Purpose) | Ground | New space required (Ambulance Switchboard) |  |  | RCBO | 14 | 0 |  | NHP |  | 607277 C20 | [5 empty] | BERN0115 |  |  | 25/5/2022 | 2 - Normal | 2 - Medium | 1 - Excellent |  | 3 - Normal
Berrigan Health Service (Multi Purpose) | Berrigan Health Service (Multi Purpose) | Ground | New space required (Ambulance Switchboard) |  |  | RCBO | 14 | 0 |  | NHP |  | 607277 C20 | [5 empty] | BERN0115 |  |  | 25/5/2022 | 2 - Normal | 2 - Medium | 1 - Excellent |  | 3 - Normal
Berrigan Health Service (Multi Purpose) | Berrigan Health Service (Multi Purpose) | Ground | New space required (Ambulance Switchboard) |  |  | RCBO | 14 | 0 |  | NHP |  | 607277 C20 | [5 empty] | BERN0115 |  |  | 25/5/2022 | 2 - Normal | 2 - Medium | 1 - Excellent |  | 3 - Normal
Berrigan Health Service (Multi Purpose) | Berrigan Health Service (Multi Purpose) | Ground | New space required (Ambulance Switchboard) |  |  | RCBO | 14 | 0 |  | NHP |  | 607277 C20 | [5 empty] | BERN0115 |  |  | 25/5/2022 | 2 - Normal | 2 - Medium | 1 - Excellent |  | 3 - Normal
Berrigan Health Service (Multi Purpose) | Berrigan Health Service (Multi Purpose) | Ground | New space required (Ambulance Switchboard) |  |  | RCBO | 14 | 0 |  | NHP |  | 607277 C20 | [5 empty] | BERN0115 |  |  | 25/5/2022 | 2 - Normal | 2 - Medium | 1 - Excellent |  | 3 - Normal
Berrigan Health Service (Multi Purpose) | Berrigan Health Service (Multi Purpose) | Ground | New space required (Ambulance Switchboard) |  |  | RCBO | 14 | 0 |  | NHP |  | 607277 C20 | [5 empty] | BERN0115 |  |  | 25/5/2022 | 2 - Normal | 2 - Medium | 1 - Excellent |  | 3 - Normal
Berrigan Health Service (Multi Purpose) | Berrigan Health Service (Multi Purpose) | Ground | New space required (Ambulance Switchboard) |  |  | RCBO | 14 | 0 |  | NHP |  | 607277 C20 | [5 empty] | BERN0115 |  |  | 25/5/2022 | 2 - Normal | 2 - Medium | 1 - Excellent |  | 3 - Normal
Berrigan Health Service (Multi Purpose) | Berrigan Health Service (Multi Purpose) | Ground | New space required (Ambulance Switchboard) |  |  | RCBO | 14 | 0 |  | NHP |  | 607277 C20 | [5 empty] | BERN0115 |  |  | 25/5/2022 | 2 - Normal | 2 - Medium | 1 - Excellent |  | 3 - Normal
Berrigan Health Service (Multi Purpose) | Berrigan Health Service (Multi Purpose) | Ground | New space required (Ambulance Switchboard) |  | BERN0116 | Distribution Board - E3 | 1 | BERN0116 |  | NHP |  | Concept plus | [8 empty] | 25/5/2022 | 2 - Normal | 2 - Medium | 1 - Excellent |  | 3 - Normal
Berrigan Health Service (Multi Purpose) | Berrigan Health Service (Multi Purpose) | Ground | New space required (Ambulance Switchboard) |  |  | RCBO | 5 | 0 |  | NHP |  | 607277 C20 | [5 empty] | BERN0116 |  |  | 25/5/2022 | 2 - Normal | 2 - Medium | 1 - Excellent |  | 3 - Normal
Berrigan Health Service (Multi Purpose) | Berrigan Health Service (Multi Purpose) | Ground | New space required (Ambulance Switchboard) |  |  | RCBO | 5 | 0 |  | NHP |  | 607277 C20 | [5 empty] | BERN0116 |  |  | 25/5/2022 | 2 - Normal | 2 - Medium | 1 - Excellent |  | 3 - Normal
Berrigan Health Service (Multi Purpose) | Berrigan Health Service (Multi Purpose) | Ground | New space required (Ambulance Switchboard) |  |  | RCBO | 5 | 0 |  | NHP |  | 607277 C20 | [5 empty] | BERN0116 |  |  | 25/5/2022 | 2 - Normal | 2 - Medium | 1 - Excellent |  | 3 - Normal
Berrigan Health Service (Multi Purpose) | Berrigan Health Service (Multi Purpose) | Ground | New space required (Ambulance Switchboard) |  |  | RCBO | 5 | 0 |  | NHP |  | 607277 C20 | [5 empty] | BERN0116 |  |  | 25/5/2022 | 2 - Normal | 2 - Medium | 1 - Excellent |  | 3 - Normal
Berrigan Health Service (Multi Purpose) | Berrigan Health Service (Multi Purpose) | Ground | New space required (Ambulance Switchboard) |  |  | RCBO | 5 | 0 |  | NHP |  | 607277 C20 | [5 empty] | BERN0116 |  |  | 25/5/2022 | 2 - Normal | 2 - Medium | 1 - Excellent |  | 3 - Normal
Berrigan Health Service (Multi Purpose) | Berrigan Health Service (Multi Purpose) | Ground | 1037115 |  |  | Smoke Detector | 1 | 0 | [12 empty] | 25/5/2022 | 2 - Normal | 2 - Medium | 1 - Excellent |  | 3 - Normal
Berrigan Health Service (Multi Purpose) | Berrigan Health Service (Multi Purpose) | Ground | 1037115 |  |  | Smoke Detector (Concealed) | 1 | 0 | [12 empty] | 25/5/2022 | 2 - Normal | 2 - Medium | 1 - Excellent |  | 3 - Normal
Berrigan Health Service (Multi Purpose) | Berrigan Health Service (Multi Purpose) | Ground | 1037115 |  |  | Fire Blanket | 1 | 0 | [12 empty] | 25/5/2022 | 2 - Normal | 2 - Medium | 1 - Excellent |  | 3 - Normal
Berrigan Health Service (Multi Purpose) | Berrigan Health Service (Multi Purpose) | Ground | 1037115 |  |  | A/C Unit Split (Indoor) | 1 | 0 |  | Daikin |  | FXAQ20MAVE | E041232 | [7 empty] | 25/5/2022 | 2 - Normal | 2 - Medium | 1 - Excellent |  | 3 - Normal
Berrigan Health Service (Multi Purpose) | Berrigan Health Service (Multi Purpose) | Ground | 1037114 |  |  | Thermal Heat Detector | 1 | 0 | [12 empty] | 25/5/2022 | 2 - Normal | 2 - Medium | 1 - Excellent |  | 3 - Normal
Berrigan Health Service (Multi Purpose) | Berrigan Health Service (Multi Purpose) | Ground | 1037117 |  |  | Thermal Heat Detector | 1 | 0 | [12 empty] | 25/5/2022 | 2 - Normal | 2 - Medium | 1 - Excellent |  | 3 - Normal
Berrigan Health Service (Multi Purpose) | Berrigan Health Service (Multi Purpose) | Ground | 1037117 |  |  | Thermal Heat Detector | 1 | 0 | [12 empty] | 25/5/2022 | 2 - Normal | 2 - Medium | 1 - Excellent |  | 3 - Normal
Berrigan Health Service (Multi Purpose) | Berrigan Health Service (Multi Purpose) | Ground | 1037117 |  |  | Thermal Heat Detector | 1 | 0 | [12 empty] | 25/5/2022 | 2 - Normal | 2 - Medium | 1 - Excellent |  | 3 - Normal
Berrigan Health Service (Multi Purpose) | Berrigan Health Service (Multi Purpose) | Ground | 1037118 |  |  | Smoke Detector | 1 | 0 | [12 empty] | 25/5/2022 | 2 - Normal | 2 - Medium | 1 - Excellent |  | 3 - Normal
Berrigan Health Service (Multi Purpose) | Berrigan Health Service (Multi Purpose) | Ground | 1037118 |  |  | TMV | 1 | 0 | [12 empty] | 25/5/2022 | 2 - Normal | 2 - Medium | 1 - Excellent |  | 3 - Normal
Berrigan Health Service (Multi Purpose) | Berrigan Health Service (Multi Purpose) | Ground | 1037119 |  |  | Thermal Heat Detector | 1 | 0 | [12 empty] | 25/5/2022 | 2 - Normal | 2 - Medium | 1 - Excellent |  | 3 - Normal
Berrigan Health Service (Multi Purpose) | Berrigan Health Service (Multi Purpose) | Ground | 1037122 |  |  | Smoke Detector | 1 | 0 | [12 empty] | 25/5/2022 | 2 - Normal | 2 - Medium | 1 - Excellent |  | 3 - Normal
Berrigan Health Service (Multi Purpose) | Berrigan Health Service (Multi Purpose) | Ground | 1037122 |  |  | Safe | 1 | 0 |  | Guardall | [10 empty] | 25/5/2022 | 2 - Normal | 2 - Medium | 1 - Excellent |  | 3 - Normal
Berrigan Health Service (Multi Purpose) | Berrigan Health Service (Multi Purpose) | Ground | 1037122 |  |  | EKA controller box | 1 | 0 | [12 empty] | 25/5/2022 | 2 - Normal | 2 - Medium | 1 - Excellent |  | 3 - Normal
Berrigan Health Service (Multi Purpose) | Berrigan Health Service (Multi Purpose) | Ground | 1037124 |  |  | Thermal Heat Detector | 4 | 0 | [12 empty] | 25/5/2022 | 2 - Normal | 2 - Medium | 1 - Excellent |  | 3 - Normal
Berrigan Health Service (Multi Purpose) | Berrigan Health Service (Multi Purpose) | Ground | 1037124 |  |  | Thermal Heat Detector | 4 | 0 | [12 empty] | 25/5/2022 | 2 - Normal | 2 - Medium | 1 - Excellent |  | 3 - Normal
Berrigan Health Service (Multi Purpose) | Berrigan Health Service (Multi Purpose) | Ground | 1037124 |  |  | Thermal Heat Detector | 4 | 0 | [12 empty] | 25/5/2022 | 2 - Normal | 2 - Medium | 1 - Excellent |  | 3 - Normal
Berrigan Health Service (Multi Purpose) | Berrigan Health Service (Multi Purpose) | Ground | 1037124 |  |  | Thermal Heat Detector | 4 | 0 | [12 empty] | 25/5/2022 | 2 - Normal | 2 - Medium | 1 - Excellent |  | 3 - Normal
Berrigan Health Service (Multi Purpose) | Berrigan Health Service (Multi Purpose) | Ground | 1037124 |  |  | Emergency Exit Light (Spitfire) | 1 | 0 | [12 empty] | 25/5/2022 | 2 - Normal | 2 - Medium | 1 - Excellent |  | 3 - Normal
Berrigan Health Service (Multi Purpose) | Berrigan Health Service (Multi Purpose) | Ground | 1037124 |  |  | Smoke Detector (Concealed) | 4 | 0 | [12 empty] | 25/5/2022 | 2 - Normal | 2 - Medium | 1 - Excellent |  | 3 - Normal
Berrigan Health Service (Multi Purpose) | Berrigan Health Service (Multi Purpose) | Ground | 1037124 |  |  | Smoke Detector (Concealed) | 4 | 0 | [12 empty] | 25/5/2022 | 2 - Normal | 2 - Medium | 1 - Excellent |  | 3 - Normal
Berrigan Health Service (Multi Purpose) | Berrigan Health Service (Multi Purpose) | Ground | 1037124 |  |  | Smoke Detector (Concealed) | 4 | 0 | [12 empty] | 25/5/2022 | 2 - Normal | 2 - Medium | 1 - Excellent |  | 3 - Normal
Berrigan Health Service (Multi Purpose) | Berrigan Health Service (Multi Purpose) | Ground | 1037124 |  |  | Smoke Detector (Concealed) | 4 | 0 | [12 empty] | 25/5/2022 | 2 - Normal | 2 - Medium | 1 - Excellent |  | 3 - Normal
Berrigan Health Service (Multi Purpose) | Berrigan Health Service (Multi Purpose) | Ground | 1037124 |  |  | Wallmount Battery Charger | 1 | 0 |  | Durst |  | BCSW - 1225 BS | 122522 | [7 empty] | 25/5/2022 | 2 - Normal | 2 - Medium | 1 - Excellent |  | 3 - Normal
Berrigan Health Service (Multi Purpose) | Berrigan Health Service (Multi Purpose) | Ground | 1037124 |  |  | Vehicle Battery Charger | 1 | 0 |  | Durst |  | BCS-1245C | A90918066 | [7 empty] | 25/5/2022 | 2 - Normal | 2 - Medium | 1 - Excellent |  | 3 - Normal
Berrigan Health Service (Multi Purpose) | Berrigan Health Service (Multi Purpose) | Ground | 1037124 |  |  | Vehicle Battery Charger | 1 | 0 |  | Durst |  | BCS-1225C | A91214087 | [7 empty] | 25/5/2022 | 2 - Normal | 2 - Medium | 1 - Excellent |  | 3 - Normal
Berrigan Health Service (Multi Purpose) | Berrigan Health Service (Multi Purpose) | Ground | 1037124 |  |  | Oil Separator Tank | 1 | 0 |  | KWIKFLO | 5/8/2005 | KCPS-1000 | 31894-F | 200 | [6 empty] | 25/5/2022 | 2 - Normal | 2 - Medium | 1 - Excellent |  | 3 - Normal
Berrigan Health Service (Multi Purpose) | Berrigan Health Service (Multi Purpose) | Ground | 1037124 |  |  | Diaphragm Pump | 1 | 0 |  | Kwikflo | 5/8/2005 | KDS 25-100 | 6917 | [7 empty] | 25/5/2022 | 2 - Normal | 2 - Medium | 1 - Excellent |  | 3 - Normal
Berrigan Health Service (Multi Purpose) | Berrigan Health Service (Multi Purpose) | Ground | 1037124 |  |  | Oil Seperator Induction Motor | 1 | 0 | [12 empty] | 25/5/2022 | 2 - Normal | 2 - Medium | 1 - Excellent |  | 3 - Normal
Berrigan Health Service (Multi Purpose) | Berrigan Health Service (Multi Purpose) | Ground | 1037124 |  |  | Fire Hose Reel | 1 | 0 | [12 empty] | 25/5/2022 | 2 - Normal | 2 - Medium | 1 - Excellent |  | 3 - Normal
Berrigan Health Service (Multi Purpose) | Berrigan Health Service (Multi Purpose) | Ground | 1037124 |  |  | Emergency Exit Light (White) | 2 | 0 | [12 empty] | 25/5/2022 | 2 - Normal | 2 - Medium | 1 - Excellent |  | 3 - Normal
Berrigan Health Service (Multi Purpose) | Berrigan Health Service (Multi Purpose) | Ground | 1037124 |  |  | Emergency Exit Light (White) | 2 | 0 | [12 empty] | 25/5/2022 | 2 - Normal | 2 - Medium | 1 - Excellent |  | 3 - Normal
Berrigan Health Service (Multi Purpose) | Berrigan Health Service (Multi Purpose) | Ground | 1037124 | Double door |  | Automatic Roller Door Motor | 1 | 0 |  | Automatic Technology |  | Axess Pro 3310 V1 | [8 empty] | 25/5/2022 | 2 - Normal | 2 - Medium | 1 - Excellent |  | 3 - Normal
Berrigan Health Service (Multi Purpose) | Berrigan Health Service (Multi Purpose) | Ground | 1037124 | Single door |  | Automatic Roller Door Motor | 1 | 0 |  | Automatic Technology |  | Axess Pro 3310 V1 | [8 empty] | 25/5/2022 | 2 - Normal | 2 - Medium | 1 - Excellent |  | 3 - Normal
Berrigan Health Service (Multi Purpose) | Berrigan Health Service (Multi Purpose) | Ground | 1037124 | Double door |  | Automatic Roller Door | 1 | 0 | [6 empty] | 3 | 6.9 |  |  |  |  | 25/5/2022 | 2 - Normal | 2 - Medium | 1 - Excellent |  | 3 - Normal
Berrigan Health Service (Multi Purpose) | Berrigan Health Service (Multi Purpose) | Ground | 1037124 | Single door |  | Automatic Roller Door | 1 | 0 | [6 empty] | 3 | 3.9 |  |  |  |  | 25/5/2022 | 2 - Normal | 2 - Medium | 1 - Excellent |  | 3 - Normal
Berrigan Health Service (Multi Purpose) | Berrigan Health Service (Multi Purpose) | Ground | New space required (Fire Hose Reel) |  |  | Fire Hose Reel | 1 | 0 | [12 empty] | 25/5/2022 | 2 - Normal | 2 - Medium | 1 - Excellent |  | 3 - Normal
Berrigan Health Service (Multi Purpose) | Berrigan Health Service (Multi Purpose) | Ground | New space required (Fire Hose Reel) |  |  | Fire Extinguisher (C02) | 1 | 0 | [12 empty] | 25/5/2022 | 2 - Normal | 2 - Medium | 1 - Excellent |  | 3 - Normal
Bathurst Ambulance Station (RAIR) | Bathurst Ambulance Station (RAIR) | Ground | 1 | Above front entry door |  | Emergency Exit Light (Green) | 1 | 0 |  | Clevertronics | [10 empty] | 31/5/2022 | 2 - Normal | 2 - Medium | 1 - Excellent |  | 3 - Normal
Bathurst Ambulance Station (RAIR) | Bathurst Ambulance Station (RAIR) | Ground | 1 | Outside fire hose reel |  | Emergency Exit Light (Spitfire) | 1 | 0 | [12 empty] | 31/5/2022 | 2 - Normal | 2 - Medium | 1 - Excellent |  | 3 - Normal
Bathurst Ambulance Station (RAIR) | Bathurst Ambulance Station (RAIR) | Ground | 1 |  | BTR-0001 | Fire Blanket | 1 | BTR-0001 | [12 empty] | 31/5/2022 | 2 - Normal | 2 - Medium | 1 - Excellent |  | 3 - Normal
Bathurst Ambulance Station (RAIR) | Bathurst Ambulance Station (RAIR) | Ground | 1 |  | BTR-0002 | Fire Extinguisher (C02) | 1 | BTR-0002 | [12 empty] | 31/5/2022 | 2 - Normal | 2 - Medium | 1 - Excellent |  | 3 - Normal
Bathurst Ambulance Station (RAIR) | Bathurst Ambulance Station (RAIR) | Ground | 1 | Under sink | BTR-0003 | Billi Hot Water Service | 1 | BTR-0003 |  | Billi |  | 904060LCH Quadra 460 XL | R 01 66 06528LCH | [7 empty] | 31/5/2022 | 2 - Normal | 2 - Medium | 1 - Excellent |  | 3 - Normal
Bathurst Ambulance Station (RAIR) | Bathurst Ambulance Station (RAIR) | Ground | 2 |  |  | Emergency Exit Light (Spitfire) | 1 | 0 | [12 empty] | 31/5/2022 | 2 - Normal | 2 - Medium | 1 - Excellent |  | 3 - Normal
Bathurst Ambulance Station (RAIR) | Bathurst Ambulance Station (RAIR) | Ground | 3 |  |  | A/C Cassette | 1 | 0 |  | Daikin | [10 empty] | 31/5/2022 | 2 - Normal | 2 - Medium | 1 - Excellent |  | 3 - Normal
Bathurst Ambulance Station (RAIR) | Bathurst Ambulance Station (RAIR) | Ground | 4 |  |  | A/C Cassette | 1 | 0 |  | Daikin | [10 empty] | 31/5/2022 | 2 - Normal | 2 - Medium | 1 - Excellent |  | 3 - Normal
Bathurst Ambulance Station (RAIR) | Bathurst Ambulance Station (RAIR) | Ground | 5 |  |  | A/C Cassette | 1 | 0 |  | Daikin | [10 empty] | 31/5/2022 | 2 - Normal | 2 - Medium | 1 - Excellent |  | 3 - Normal
Bathurst Ambulance Station (RAIR) | Bathurst Ambulance Station (RAIR) | Ground | 7 |  |  | A/C Cassette | 1 | 0 |  | Daikin | [10 empty] | 31/5/2022 | 2 - Normal | 2 - Medium | 1 - Excellent |  | 3 - Normal
Bathurst Ambulance Station (RAIR) | Bathurst Ambulance Station (RAIR) | Ground | 8 |  |  | Emergency Exit Light (Green) | 1 | 0 |  | Clevertronics | [10 empty] | 31/5/2022 | 2 - Normal | 2 - Medium | 1 - Excellent |  | 3 - Normal
Bathurst Ambulance Station (RAIR) | Bathurst Ambulance Station (RAIR) | Ground | 8 | Outside charge |  | Emergency Exit Light (Spitfire) | 1 | 0 | [12 empty] | 31/5/2022 | 2 - Normal | 2 - Medium | 1 - Excellent |  | 3 - Normal
Bathurst Ambulance Station (RAIR) | Bathurst Ambulance Station (RAIR) | Ground | 8 | Centre corridor outside charge |  | Emergency Exit Light (Green) | 1 | 0 |  | Clevertronics | [10 empty] | 31/5/2022 | 2 - Normal | 2 - Medium | 1 - Excellent |  | 3 - Normal
Bathurst Ambulance Station (RAIR) | Bathurst Ambulance Station (RAIR) | Ground | 41 |  | BTR-0004 | Fire Extinguisher (C02) | 1 | BTR-0004 | [12 empty] | 31/5/2022 | 2 - Normal | 2 - Medium | 1 - Excellent |  | 3 - Normal
Bathurst Ambulance Station (RAIR) | Bathurst Ambulance Station (RAIR) | Ground | 41 |  | BTR-0005 | Main Switchboard | 1 | BTR-0005 |  | RN Baker Switchboards | 24/8/2018 | ZF577 | [8 empty] | 31/5/2022 | 2 - Normal | 2 - Medium | 1 - Excellent |  | 3 - Normal
Bathurst Ambulance Station (RAIR) | Bathurst Ambulance Station (RAIR) | Ground | 41 |  |  | RCBO | 10 | 0 |  | NHP |  | DSRCBH61630A C16 | [5 empty] | BTR-0005 |  |  | 31/5/2022 | 2 - Normal | 2 - Medium | 1 - Excellent |  | 3 - Normal
Bathurst Ambulance Station (RAIR) | Bathurst Ambulance Station (RAIR) | Ground | 41 |  |  | RCBO | 10 | 0 |  | NHP |  | DSRCBH61630A C16 | [5 empty] | BTR-0005 |  |  | 31/5/2022 | 2 - Normal | 2 - Medium | 1 - Excellent |  | 3 - Normal
Bathurst Ambulance Station (RAIR) | Bathurst Ambulance Station (RAIR) | Ground | 41 |  |  | RCBO | 10 | 0 |  | NHP |  | DSRCBH61630A C16 | [5 empty] | BTR-0005 |  |  | 31/5/2022 | 2 - Normal | 2 - Medium | 1 - Excellent |  | 3 - Normal
Bathurst Ambulance Station (RAIR) | Bathurst Ambulance Station (RAIR) | Ground | 41 |  |  | RCBO | 10 | 0 |  | NHP |  | DSRCBH61630A C16 | [5 empty] | BTR-0005 |  |  | 31/5/2022 | 2 - Normal | 2 - Medium | 1 - Excellent |  | 3 - Normal
Bathurst Ambulance Station (RAIR) | Bathurst Ambulance Station (RAIR) | Ground | 41 |  |  | RCBO | 10 | 0 |  | NHP |  | DSRCBH61630A C16 | [5 empty] | BTR-0005 |  |  | 31/5/2022 | 2 - Normal | 2 - Medium | 1 - Excellent |  | 3 - Normal
Bathurst Ambulance Station (RAIR) | Bathurst Ambulance Station (RAIR) | Ground | 41 |  |  | RCBO | 10 | 0 |  | NHP |  | DSRCBH61630A C16 | [5 empty] | BTR-0005 |  |  | 31/5/2022 | 2 - Normal | 2 - Medium | 1 - Excellent |  | 3 - Normal
Bathurst Ambulance Station (RAIR) | Bathurst Ambulance Station (RAIR) | Ground | 41 |  |  | RCBO | 10 | 0 |  | NHP |  | DSRCBH61630A C16 | [5 empty] | BTR-0005 |  |  | 31/5/2022 | 2 - Normal | 2 - Medium | 1 - Excellent |  | 3 - Normal
Bathurst Ambulance Station (RAIR) | Bathurst Ambulance Station (RAIR) | Ground | 41 |  |  | RCBO | 10 | 0 |  | NHP |  | DSRCBH61630A C16 | [5 empty] | BTR-0005 |  |  | 31/5/2022 | 2 - Normal | 2 - Medium | 1 - Excellent |  | 3 - Normal
Bathurst Ambulance Station (RAIR) | Bathurst Ambulance Station (RAIR) | Ground | 41 |  |  | RCBO | 10 | 0 |  | NHP |  | DSRCBH61630A C16 | [5 empty] | BTR-0005 |  |  | 31/5/2022 | 2 - Normal | 2 - Medium | 1 - Excellent |  | 3 - Normal
Bathurst Ambulance Station (RAIR) | Bathurst Ambulance Station (RAIR) | Ground | 41 |  |  | RCBO | 10 | 0 |  | NHP |  | DSRCBH61630A C16 | [5 empty] | BTR-0005 |  |  | 31/5/2022 | 2 - Normal | 2 - Medium | 1 - Excellent |  | 3 - Normal
Bathurst Ambulance Station (RAIR) | Bathurst Ambulance Station (RAIR) | Ground | 41 |  |  | RCBO | 35 | 0 |  | NHP |  | DSRCBH62030A C20 | [5 empty] | BTR-0005 |  |  | 31/5/2022 | 2 - Normal | 2 - Medium | 1 - Excellent |  | 3 - Normal
Bathurst Ambulance Station (RAIR) | Bathurst Ambulance Station (RAIR) | Ground | 41 |  |  | RCBO | 35 | 0 |  | NHP |  | DSRCBH62030A C20 | [5 empty] | BTR-0005 |  |  | 31/5/2022 | 2 - Normal | 2 - Medium | 1 - Excellent |  | 3 - Normal
Bathurst Ambulance Station (RAIR) | Bathurst Ambulance Station (RAIR) | Ground | 41 |  |  | RCBO | 35 | 0 |  | NHP |  | DSRCBH62030A C20 | [5 empty] | BTR-0005 |  |  | 31/5/2022 | 2 - Normal | 2 - Medium | 1 - Excellent |  | 3 - Normal
Bathurst Ambulance Station (RAIR) | Bathurst Ambulance Station (RAIR) | Ground | 41 |  |  | RCBO | 35 | 0 |  | NHP |  | DSRCBH62030A C20 | [5 empty] | BTR-0005 |  |  | 31/5/2022 | 2 - Normal | 2 - Medium | 1 - Excellent |  | 3 - Normal
Bathurst Ambulance Station (RAIR) | Bathurst Ambulance Station (RAIR) | Ground | 41 |  |  | RCBO | 35 | 0 |  | NHP |  | DSRCBH62030A C20 | [5 empty] | BTR-0005 |  |  | 31/5/2022 | 2 - Normal | 2 - Medium | 1 - Excellent |  | 3 - Normal
Bathurst Ambulance Station (RAIR) | Bathurst Ambulance Station (RAIR) | Ground | 41 |  |  | RCBO | 35 | 0 |  | NHP |  | DSRCBH62030A C20 | [5 empty] | BTR-0005 |  |  | 31/5/2022 | 2 - Normal | 2 - Medium | 1 - Excellent |  | 3 - Normal
Bathurst Ambulance Station (RAIR) | Bathurst Ambulance Station (RAIR) | Ground | 41 |  |  | RCBO | 35 | 0 |  | NHP |  | DSRCBH62030A C20 | [5 empty] | BTR-0005 |  |  | 31/5/2022 | 2 - Normal | 2 - Medium | 1 - Excellent |  | 3 - Normal
Bathurst Ambulance Station (RAIR) | Bathurst Ambulance Station (RAIR) | Ground | 41 |  |  | RCBO | 35 | 0 |  | NHP |  | DSRCBH62030A C20 | [5 empty] | BTR-0005 |  |  | 31/5/2022 | 2 - Normal | 2 - Medium | 1 - Excellent |  | 3 - Normal
Bathurst Ambulance Station (RAIR) | Bathurst Ambulance Station (RAIR) | Ground | 41 |  |  | RCBO | 35 | 0 |  | NHP |  | DSRCBH62030A C20 | [5 empty] | BTR-0005 |  |  | 31/5/2022 | 2 - Normal | 2 - Medium | 1 - Excellent |  | 3 - Normal
Bathurst Ambulance Station (RAIR) | Bathurst Ambulance Station (RAIR) | Ground | 41 |  |  | RCBO | 35 | 0 |  | NHP |  | DSRCBH62030A C20 | [5 empty] | BTR-0005 |  |  | 31/5/2022 | 2 - Normal | 2 - Medium | 1 - Excellent |  | 3 - Normal
Bathurst Ambulance Station (RAIR) | Bathurst Ambulance Station (RAIR) | Ground | 41 |  |  | RCBO | 35 | 0 |  | NHP |  | DSRCBH62030A C20 | [5 empty] | BTR-0005 |  |  | 31/5/2022 | 2 - Normal | 2 - Medium | 1 - Excellent |  | 3 - Normal
Bathurst Ambulance Station (RAIR) | Bathurst Ambulance Station (RAIR) | Ground | 41 |  |  | RCBO | 35 | 0 |  | NHP |  | DSRCBH62030A C20 | [5 empty] | BTR-0005 |  |  | 31/5/2022 | 2 - Normal | 2 - Medium | 1 - Excellent |  | 3 - Normal
Bathurst Ambulance Station (RAIR) | Bathurst Ambulance Station (RAIR) | Ground | 41 |  |  | RCBO | 35 | 0 |  | NHP |  | DSRCBH62030A C20 | [5 empty] | BTR-0005 |  |  | 31/5/2022 | 2 - Normal | 2 - Medium | 1 - Excellent |  | 3 - Normal
Bathurst Ambulance Station (RAIR) | Bathurst Ambulance Station (RAIR) | Ground | 41 |  |  | RCBO | 35 | 0 |  | NHP |  | DSRCBH62030A C20 | [5 empty] | BTR-0005 |  |  | 31/5/2022 | 2 - Normal | 2 - Medium | 1 - Excellent |  | 3 - Normal
Bathurst Ambulance Station (RAIR) | Bathurst Ambulance Station (RAIR) | Ground | 41 |  |  | RCBO | 35 | 0 |  | NHP |  | DSRCBH62030A C20 | [5 empty] | BTR-0005 |  |  | 31/5/2022 | 2 - Normal | 2 - Medium | 1 - Excellent |  | 3 - Normal
Bathurst Ambulance Station (RAIR) | Bathurst Ambulance Station (RAIR) | Ground | 41 |  |  | RCBO | 35 | 0 |  | NHP |  | DSRCBH62030A C20 | [5 empty] | BTR-0005 |  |  | 31/5/2022 | 2 - Normal | 2 - Medium | 1 - Excellent |  | 3 - Normal
Bathurst Ambulance Station (RAIR) | Bathurst Ambulance Station (RAIR) | Ground | 41 |  |  | RCBO | 35 | 0 |  | NHP |  | DSRCBH62030A C20 | [5 empty] | BTR-0005 |  |  | 31/5/2022 | 2 - Normal | 2 - Medium | 1 - Excellent |  | 3 - Normal
Bathurst Ambulance Station (RAIR) | Bathurst Ambulance Station (RAIR) | Ground | 41 |  |  | RCBO | 35 | 0 |  | NHP |  | DSRCBH62030A C20 | [5 empty] | BTR-0005 |  |  | 31/5/2022 | 2 - Normal | 2 - Medium | 1 - Excellent |  | 3 - Normal
Bathurst Ambulance Station (RAIR) | Bathurst Ambulance Station (RAIR) | Ground | 41 |  |  | RCBO | 35 | 0 |  | NHP |  | DSRCBH62030A C20 | [5 empty] | BTR-0005 |  |  | 31/5/2022 | 2 - Normal | 2 - Medium | 1 - Excellent |  | 3 - Normal
Bathurst Ambulance Station (RAIR) | Bathurst Ambulance Station (RAIR) | Ground | 41 |  |  | RCBO | 35 | 0 |  | NHP |  | DSRCBH62030A C20 | [5 empty] | BTR-0005 |  |  | 31/5/2022 | 2 - Normal | 2 - Medium | 1 - Excellent |  | 3 - Normal
Bathurst Ambulance Station (RAIR) | Bathurst Ambulance Station (RAIR) | Ground | 41 |  |  | RCBO | 35 | 0 |  | NHP |  | DSRCBH62030A C20 | [5 empty] | BTR-0005 |  |  | 31/5/2022 | 2 - Normal | 2 - Medium | 1 - Excellent |  | 3 - Normal
Bathurst Ambulance Station (RAIR) | Bathurst Ambulance Station (RAIR) | Ground | 41 |  |  | RCBO | 35 | 0 |  | NHP |  | DSRCBH62030A C20 | [5 empty] | BTR-0005 |  |  | 31/5/2022 | 2 - Normal | 2 - Medium | 1 - Excellent |  | 3 - Normal
Bathurst Ambulance Station (RAIR) | Bathurst Ambulance Station (RAIR) | Ground | 41 |  |  | RCBO | 35 | 0 |  | NHP |  | DSRCBH62030A C20 | [5 empty] | BTR-0005 |  |  | 31/5/2022 | 2 - Normal | 2 - Medium | 1 - Excellent |  | 3 - Normal
Bathurst Ambulance Station (RAIR) | Bathurst Ambulance Station (RAIR) | Ground | 41 |  |  | RCBO | 35 | 0 |  | NHP |  | DSRCBH62030A C20 | [5 empty] | BTR-0005 |  |  | 31/5/2022 | 2 - Normal | 2 - Medium | 1 - Excellent |  | 3 - Normal
Bathurst Ambulance Station (RAIR) | Bathurst Ambulance Station (RAIR) | Ground | 41 |  |  | RCBO | 35 | 0 |  | NHP |  | DSRCBH62030A C20 | [5 empty] | BTR-0005 |  |  | 31/5/2022 | 2 - Normal | 2 - Medium | 1 - Excellent |  | 3 - Normal
Bathurst Ambulance Station (RAIR) | Bathurst Ambulance Station (RAIR) | Ground | 41 |  |  | RCBO | 35 | 0 |  | NHP |  | DSRCBH62030A C20 | [5 empty] | BTR-0005 |  |  | 31/5/2022 | 2 - Normal | 2 - Medium | 1 - Excellent |  | 3 - Normal
Bathurst Ambulance Station (RAIR) | Bathurst Ambulance Station (RAIR) | Ground | 41 |  |  | RCBO | 35 | 0 |  | NHP |  | DSRCBH62030A C20 | [5 empty] | BTR-0005 |  |  | 31/5/2022 | 2 - Normal | 2 - Medium | 1 - Excellent |  | 3 - Normal
Bathurst Ambulance Station (RAIR) | Bathurst Ambulance Station (RAIR) | Ground | 41 |  |  | RCBO | 35 | 0 |  | NHP |  | DSRCBH62030A C20 | [5 empty] | BTR-0005 |  |  | 31/5/2022 | 2 - Normal | 2 - Medium | 1 - Excellent |  | 3 - Normal
Bathurst Ambulance Station (RAIR) | Bathurst Ambulance Station (RAIR) | Ground | 41 |  |  | RCBO | 35 | 0 |  | NHP |  | DSRCBH62030A C20 | [5 empty] | BTR-0005 |  |  | 31/5/2022 | 2 - Normal | 2 - Medium | 1 - Excellent |  | 3 - Normal
Bathurst Ambulance Station (RAIR) | Bathurst Ambulance Station (RAIR) | Ground | 41 |  |  | RCBO | 35 | 0 |  | NHP |  | DSRCBH62030A C20 | [5 empty] | BTR-0005 |  |  | 31/5/2022 | 2 - Normal | 2 - Medium | 1 - Excellent |  | 3 - Normal
Bathurst Ambulance Station (RAIR) | Bathurst Ambulance Station (RAIR) | Ground | 41 |  |  | RCBO | 35 | 0 |  | NHP |  | DSRCBH62030A C20 | [5 empty] | BTR-0005 |  |  | 31/5/2022 | 2 - Normal | 2 - Medium | 1 - Excellent |  | 3 - Normal
Bathurst Ambulance Station (RAIR) | Bathurst Ambulance Station (RAIR) | Ground | 41 |  |  | RCBO | 35 | 0 |  | NHP |  | DSRCBH62030A C20 | [5 empty] | BTR-0005 |  |  | 31/5/2022 | 2 - Normal | 2 - Medium | 1 - Excellent |  | 3 - Normal
Bathurst Ambulance Station (RAIR) | Bathurst Ambulance Station (RAIR) | Ground | 41 |  |  | RCBO | 35 | 0 |  | NHP |  | DSRCBH62030A C20 | [5 empty] | BTR-0005 |  |  | 31/5/2022 | 2 - Normal | 2 - Medium | 1 - Excellent |  | 3 - Normal
Bathurst Ambulance Station (RAIR) | Bathurst Ambulance Station (RAIR) | Ground | 41 |  |  | RCBO | 35 | 0 |  | NHP |  | DSRCBH62030A C20 | [5 empty] | BTR-0005 |  |  | 31/5/2022 | 2 - Normal | 2 - Medium | 1 - Excellent |  | 3 - Normal
Bathurst Ambulance Station (RAIR) | Bathurst Ambulance Station (RAIR) | Ground | 41 |  |  | RCBO | 35 | 0 |  | NHP |  | DSRCBH62030A C20 | [5 empty] | BTR-0005 |  |  | 31/5/2022 | 2 - Normal | 2 - Medium | 1 - Excellent |  | 3 - Normal
Bathurst Ambulance Station (RAIR) | Bathurst Ambulance Station (RAIR) | Ground | 41 |  |  | RCBO | 3 | 0 |  | NHP |  | DSRCBH63230A C32 | [5 empty] | BTR-0005 |  |  | 31/5/2022 | 2 - Normal | 2 - Medium | 1 - Excellent |  | 3 - Normal
Bathurst Ambulance Station (RAIR) | Bathurst Ambulance Station (RAIR) | Ground | 41 |  |  | RCBO | 3 | 0 |  | NHP |  | DSRCBH63230A C32 | [5 empty] | BTR-0005 |  |  | 31/5/2022 | 2 - Normal | 2 - Medium | 1 - Excellent |  | 3 - Normal
Bathurst Ambulance Station (RAIR) | Bathurst Ambulance Station (RAIR) | Ground | 41 |  |  | RCBO | 3 | 0 |  | NHP |  | DSRCBH63230A C32 | [5 empty] | BTR-0005 |  |  | 31/5/2022 | 2 - Normal | 2 - Medium | 1 - Excellent |  | 3 - Normal
Bathurst Ambulance Station (RAIR) | Bathurst Ambulance Station (RAIR) | Ground | 8 | End corridor outside medical store | BTR-0006 | Fire Extinguisher (C02) | 1 | BTR-0006 | [12 empty] | 31/5/2022 | 2 - Normal | 2 - Medium | 1 - Excellent |  | 3 - Normal
Bathurst Ambulance Station (RAIR) | Bathurst Ambulance Station (RAIR) | Ground | 8 | Above door to side patio |  | Emergency Exit Light (Green) | 1 | 0 |  | Clevertronics | [10 empty] | 31/5/2022 | 2 - Normal | 2 - Medium | 1 - Excellent |  | 3 - Normal
Bathurst Ambulance Station (RAIR) | Bathurst Ambulance Station (RAIR) | Ground | 10 |  | BTR-0007 | Fire Blanket | 1 | BTR-0007 | [12 empty] | 31/5/2022 | 2 - Normal | 2 - Medium | 1 - Excellent |  | 3 - Normal
Bathurst Ambulance Station (RAIR) | Bathurst Ambulance Station (RAIR) | Ground | 10 |  | BTR-0008 | Fie Extinguisher (Powder) | 1 | BTR-0008 | [12 empty] | 31/5/2022 | 2 - Normal | 2 - Medium | 1 - Excellent |  | 3 - Normal
Bathurst Ambulance Station (RAIR) | Bathurst Ambulance Station (RAIR) | Ground | 10 | Under sink | BTR-0009 | Billi Hot Water Service | 1 | BTR-0009 |  | Billi |  | 904060LCH Quadra 460 XL | Q 11 66 06391LCH | [7 empty] | 31/5/2022 | 2 - Normal | 2 - Medium | 1 - Excellent |  | 3 - Normal
Bathurst Ambulance Station (RAIR) | Bathurst Ambulance Station (RAIR) | Ground | 10 |  |  | Smoke Detector | 1 | 0 | [12 empty] | 31/5/2022 | 2 - Normal | 2 - Medium | 1 - Excellent |  | 3 - Normal
Bathurst Ambulance Station (RAIR) | Bathurst Ambulance Station (RAIR) | Ground | 10 |  |  | Emergency Exit Light (Spitfire) | 1 | 0 | [12 empty] | 31/5/2022 | 2 - Normal | 2 - Medium | 1 - Excellent |  | 3 - Normal
Bathurst Ambulance Station (RAIR) | Bathurst Ambulance Station (RAIR) | Ground | 11 |  |  | Emergency Exit Light (Spitfire) | 1 | 0 | [12 empty] | 31/5/2022 | 2 - Normal | 2 - Medium | 1 - Excellent |  | 3 - Normal
Bathurst Ambulance Station (RAIR) | Bathurst Ambulance Station (RAIR) | Ground | 11 |  |  | A/C Cassette | 1 | 0 |  | Daikin | [10 empty] | 31/5/2022 | 2 - Normal | 2 - Medium | 1 - Excellent |  | 3 - Normal
Bathurst Ambulance Station (RAIR) | Bathurst Ambulance Station (RAIR) | Ground | 12 |  | BTR-0010 | TMV | 1 | BTR-0010 |  | TOMSON |  | T160 | [8 empty] | 31/5/2022 | 2 - Normal | 2 - Medium | 1 - Excellent |  | 3 - Normal
Bathurst Ambulance Station (RAIR) | Bathurst Ambulance Station (RAIR) | Ground | 12 |  |  | Emergency Exit Light (Spitfire) | 1 | 0 | [12 empty] | 31/5/2022 | 2 - Normal | 2 - Medium | 1 - Excellent |  | 3 - Normal
Bathurst Ambulance Station (RAIR) | Bathurst Ambulance Station (RAIR) | Ground | 13 |  |  | Emergency Exit Light (Spitfire) | 1 | 0 | [12 empty] | 31/5/2022 | 2 - Normal | 2 - Medium | 1 - Excellent |  | 3 - Normal
Bathurst Ambulance Station (RAIR) | Bathurst Ambulance Station (RAIR) | Ground | 14 |  |  | Emergency Exit Light (Spitfire) | 1 | 0 | [12 empty] | 31/5/2022 | 2 - Normal | 2 - Medium | 1 - Excellent |  | 3 - Normal
Bathurst Ambulance Station (RAIR) | Bathurst Ambulance Station (RAIR) | Ground | 15 |  | BTR-0011 | Distribution Board | 1 | BTR-0011 |  | R N Baker | 24/9/2018 | ZF578 | [8 empty] | 31/5/2022 | 2 - Normal | 2 - Medium | 1 - Excellent |  | 3 - Normal
Bathurst Ambulance Station (RAIR) | Bathurst Ambulance Station (RAIR) | Ground | 15 |  |  | RCBO | 9 | 0 |  | NHP |  | DSRCBH61630A C16 | [5 empty] | BTR-0011 |  |  | 31/5/2022 | 2 - Normal | 2 - Medium | 1 - Excellent |  | 3 - Normal
Bathurst Ambulance Station (RAIR) | Bathurst Ambulance Station (RAIR) | Ground | 15 |  |  | RCBO | 9 | 0 |  | NHP |  | DSRCBH61630A C16 | [5 empty] | BTR-0011 |  |  | 31/5/2022 | 2 - Normal | 2 - Medium | 1 - Excellent |  | 3 - Normal
Bathurst Ambulance Station (RAIR) | Bathurst Ambulance Station (RAIR) | Ground | 15 |  |  | RCBO | 9 | 0 |  | NHP |  | DSRCBH61630A C16 | [5 empty] | BTR-0011 |  |  | 31/5/2022 | 2 - Normal | 2 - Medium | 1 - Excellent |  | 3 - Normal
Bathurst Ambulance Station (RAIR) | Bathurst Ambulance Station (RAIR) | Ground | 15 |  |  | RCBO | 9 | 0 |  | NHP |  | DSRCBH61630A C16 | [5 empty] | BTR-0011 |  |  | 31/5/2022 | 2 - Normal | 2 - Medium | 1 - Excellent |  | 3 - Normal
Bathurst Ambulance Station (RAIR) | Bathurst Ambulance Station (RAIR) | Ground | 15 |  |  | RCBO | 9 | 0 |  | NHP |  | DSRCBH61630A C16 | [5 empty] | BTR-0011 |  |  | 31/5/2022 | 2 - Normal | 2 - Medium | 1 - Excellent |  | 3 - Normal
Bathurst Ambulance Station (RAIR) | Bathurst Ambulance Station (RAIR) | Ground | 15 |  |  | RCBO | 9 | 0 |  | NHP |  | DSRCBH61630A C16 | [5 empty] | BTR-0011 |  |  | 31/5/2022 | 2 - Normal | 2 - Medium | 1 - Excellent |  | 3 - Normal
Bathurst Ambulance Station (RAIR) | Bathurst Ambulance Station (RAIR) | Ground | 15 |  |  | RCBO | 9 | 0 |  | NHP |  | DSRCBH61630A C16 | [5 empty] | BTR-0011 |  |  | 31/5/2022 | 2 - Normal | 2 - Medium | 1 - Excellent |  | 3 - Normal
Bathurst Ambulance Station (RAIR) | Bathurst Ambulance Station (RAIR) | Ground | 15 |  |  | RCBO | 9 | 0 |  | NHP |  | DSRCBH61630A C16 | [5 empty] | BTR-0011 |  |  | 31/5/2022 | 2 - Normal | 2 - Medium | 1 - Excellent |  | 3 - Normal
Bathurst Ambulance Station (RAIR) | Bathurst Ambulance Station (RAIR) | Ground | 15 |  |  | RCBO | 9 | 0 |  | NHP |  | DSRCBH61630A C16 | [5 empty] | BTR-0011 |  |  | 31/5/2022 | 2 - Normal | 2 - Medium | 1 - Excellent |  | 3 - Normal
Bathurst Ambulance Station (RAIR) | Bathurst Ambulance Station (RAIR) | Ground | 15 |  |  | RCBO | 18 | 0 |  | NHP |  | DSRCBH62030A C20 | [5 empty] | BTR-0011 |  |  | 31/5/2022 | 2 - Normal | 2 - Medium | 1 - Excellent |  | 3 - Normal
Bathurst Ambulance Station (RAIR) | Bathurst Ambulance Station (RAIR) | Ground | 15 |  |  | RCBO | 18 | 0 |  | NHP |  | DSRCBH62030A C20 | [5 empty] | BTR-0011 |  |  | 31/5/2022 | 2 - Normal | 2 - Medium | 1 - Excellent |  | 3 - Normal
Bathurst Ambulance Station (RAIR) | Bathurst Ambulance Station (RAIR) | Ground | 15 |  |  | RCBO | 18 | 0 |  | NHP |  | DSRCBH62030A C20 | [5 empty] | BTR-0011 |  |  | 31/5/2022 | 2 - Normal | 2 - Medium | 1 - Excellent |  | 3 - Normal
Bathurst Ambulance Station (RAIR) | Bathurst Ambulance Station (RAIR) | Ground | 15 |  |  | RCBO | 18 | 0 |  | NHP |  | DSRCBH62030A C20 | [5 empty] | BTR-0011 |  |  | 31/5/2022 | 2 - Normal | 2 - Medium | 1 - Excellent |  | 3 - Normal
Bathurst Ambulance Station (RAIR) | Bathurst Ambulance Station (RAIR) | Ground | 15 |  |  | RCBO | 18 | 0 |  | NHP |  | DSRCBH62030A C20 | [5 empty] | BTR-0011 |  |  | 31/5/2022 | 2 - Normal | 2 - Medium | 1 - Excellent |  | 3 - Normal
Bathurst Ambulance Station (RAIR) | Bathurst Ambulance Station (RAIR) | Ground | 15 |  |  | RCBO | 18 | 0 |  | NHP |  | DSRCBH62030A C20 | [5 empty] | BTR-0011 |  |  | 31/5/2022 | 2 - Normal | 2 - Medium | 1 - Excellent |  | 3 - Normal
Bathurst Ambulance Station (RAIR) | Bathurst Ambulance Station (RAIR) | Ground | 15 |  |  | RCBO | 18 | 0 |  | NHP |  | DSRCBH62030A C20 | [5 empty] | BTR-0011 |  |  | 31/5/2022 | 2 - Normal | 2 - Medium | 1 - Excellent |  | 3 - Normal
Bathurst Ambulance Station (RAIR) | Bathurst Ambulance Station (RAIR) | Ground | 15 |  |  | RCBO | 18 | 0 |  | NHP |  | DSRCBH62030A C20 | [5 empty] | BTR-0011 |  |  | 31/5/2022 | 2 - Normal | 2 - Medium | 1 - Excellent |  | 3 - Normal
Bathurst Ambulance Station (RAIR) | Bathurst Ambulance Station (RAIR) | Ground | 15 |  |  | RCBO | 18 | 0 |  | NHP |  | DSRCBH62030A C20 | [5 empty] | BTR-0011 |  |  | 31/5/2022 | 2 - Normal | 2 - Medium | 1 - Excellent |  | 3 - Normal
Bathurst Ambulance Station (RAIR) | Bathurst Ambulance Station (RAIR) | Ground | 15 |  |  | RCBO | 18 | 0 |  | NHP |  | DSRCBH62030A C20 | [5 empty] | BTR-0011 |  |  | 31/5/2022 | 2 - Normal | 2 - Medium | 1 - Excellent |  | 3 - Normal
Bathurst Ambulance Station (RAIR) | Bathurst Ambulance Station (RAIR) | Ground | 15 |  |  | RCBO | 18 | 0 |  | NHP |  | DSRCBH62030A C20 | [5 empty] | BTR-0011 |  |  | 31/5/2022 | 2 - Normal | 2 - Medium | 1 - Excellent |  | 3 - Normal
Bathurst Ambulance Station (RAIR) | Bathurst Ambulance Station (RAIR) | Ground | 15 |  |  | RCBO | 18 | 0 |  | NHP |  | DSRCBH62030A C20 | [5 empty] | BTR-0011 |  |  | 31/5/2022 | 2 - Normal | 2 - Medium | 1 - Excellent |  | 3 - Normal
Bathurst Ambulance Station (RAIR) | Bathurst Ambulance Station (RAIR) | Ground | 15 |  |  | RCBO | 18 | 0 |  | NHP |  | DSRCBH62030A C20 | [5 empty] | BTR-0011 |  |  | 31/5/2022 | 2 - Normal | 2 - Medium | 1 - Excellent |  | 3 - Normal
Bathurst Ambulance Station (RAIR) | Bathurst Ambulance Station (RAIR) | Ground | 15 |  |  | RCBO | 18 | 0 |  | NHP |  | DSRCBH62030A C20 | [5 empty] | BTR-0011 |  |  | 31/5/2022 | 2 - Normal | 2 - Medium | 1 - Excellent |  | 3 - Normal
Bathurst Ambulance Station (RAIR) | Bathurst Ambulance Station (RAIR) | Ground | 15 |  |  | RCBO | 18 | 0 |  | NHP |  | DSRCBH62030A C20 | [5 empty] | BTR-0011 |  |  | 31/5/2022 | 2 - Normal | 2 - Medium | 1 - Excellent |  | 3 - Normal
Bathurst Ambulance Station (RAIR) | Bathurst Ambulance Station (RAIR) | Ground | 15 |  |  | RCBO | 18 | 0 |  | NHP |  | DSRCBH62030A C20 | [5 empty] | BTR-0011 |  |  | 31/5/2022 | 2 - Normal | 2 - Medium | 1 - Excellent |  | 3 - Normal
Bathurst Ambulance Station (RAIR) | Bathurst Ambulance Station (RAIR) | Ground | 15 |  |  | RCBO | 18 | 0 |  | NHP |  | DSRCBH62030A C20 | [5 empty] | BTR-0011 |  |  | 31/5/2022 | 2 - Normal | 2 - Medium | 1 - Excellent |  | 3 - Normal
Bathurst Ambulance Station (RAIR) | Bathurst Ambulance Station (RAIR) | Ground | 15 |  |  | RCBO | 18 | 0 |  | NHP |  | DSRCBH62030A C20 | [5 empty] | BTR-0011 |  |  | 31/5/2022 | 2 - Normal | 2 - Medium | 1 - Excellent |  | 3 - Normal
Bathurst Ambulance Station (RAIR) | Bathurst Ambulance Station (RAIR) | Ground | 15 |  |  | RCBO | 2 | 0 |  | NHP |  | DSRCBH63230A C32 | [5 empty] | BTR-0011 |  |  | 31/5/2022 | 2 - Normal | 2 - Medium | 1 - Excellent |  | 3 - Normal
Bathurst Ambulance Station (RAIR) | Bathurst Ambulance Station (RAIR) | Ground | 15 |  |  | RCBO | 2 | 0 |  | NHP |  | DSRCBH63230A C32 | [5 empty] | BTR-0011 |  |  | 31/5/2022 | 2 - Normal | 2 - Medium | 1 - Excellent |  | 3 - Normal
Bathurst Ambulance Station (RAIR) | Bathurst Ambulance Station (RAIR) | Ground | 16 |  | BTR-0012 | Safe | 1 | BTR-0012 |  | Guardall | [10 empty] | 31/5/2022 | 2 - Normal | 2 - Medium | 1 - Excellent |  | 3 - Normal
Bathurst Ambulance Station (RAIR) | Bathurst Ambulance Station (RAIR) | Ground | 16 |  | BTR-0013 | EKA controller box | 1 | BTR-0013 | [12 empty] | 31/5/2022 | 2 - Normal | 2 - Medium | 1 - Excellent |  | 3 - Normal
Bathurst Ambulance Station (RAIR) | Bathurst Ambulance Station (RAIR) | Ground | 16 |  |  | A/C Cassette | 1 | 0 |  | Daikin | [10 empty] | 31/5/2022 | 2 - Normal | 2 - Medium | 1 - Excellent |  | 3 - Normal
Bathurst Ambulance Station (RAIR) | Bathurst Ambulance Station (RAIR) | Ground | 16 |  | BTR-0014 | Safe | 1 | BTR-0014 |  | John Tann |  | Merchants Safe | [8 empty] | 31/5/2022 | 2 - Normal | 2 - Medium | 1 - Excellent |  | 3 - Normal
Bathurst Ambulance Station (RAIR) | Bathurst Ambulance Station (RAIR) | Ground | 17 |  |  | A/C Cassette | 1 | 0 |  | Daikin | [10 empty] | 31/5/2022 | 2 - Normal | 2 - Medium | 1 - Excellent |  | 3 - Normal
Bathurst Ambulance Station (RAIR) | Bathurst Ambulance Station (RAIR) | Ground | 17 |  |  | A/C Centralized Controller | 1 | 0 |  | Daikin | [10 empty] | 31/5/2022 | 2 - Normal | 2 - Medium | 1 - Excellent |  | 3 - Normal
Bathurst Ambulance Station (RAIR) | Bathurst Ambulance Station (RAIR) | Ground | 19 |  |  | A/C Cassette | 1 | 0 |  | Daikin | [10 empty] | 31/5/2022 | 2 - Normal | 2 - Medium | 1 - Excellent |  | 3 - Normal
Bathurst Ambulance Station (RAIR) | Bathurst Ambulance Station (RAIR) | Ground | 20 |  | BTR-0015 | TMV | 1 | BTR-0015 |  | Tomson |  | T160 | [8 empty] | 31/5/2022 | 2 - Normal | 2 - Medium | 1 - Excellent |  | 3 - Normal
Bathurst Ambulance Station (RAIR) | Bathurst Ambulance Station (RAIR) | Ground | 22 |  | BTR-0016 | Fire Hose Reel | 1 | BTR-0016 |  | Dura | [10 empty] | 31/5/2022 | 2 - Normal | 2 - Medium | 1 - Excellent |  | 3 - Normal
Bathurst Ambulance Station (RAIR) | Bathurst Ambulance Station (RAIR) | Ground | 23 |  |  | A/C Cassette | 1 | 0 |  | Daikin | [10 empty] | 31/5/2022 | 2 - Normal | 2 - Medium | 1 - Excellent |  | 3 - Normal
Bathurst Ambulance Station (RAIR) | Bathurst Ambulance Station (RAIR) | Ground | 24 | Above exit door next to delivery |  | Emergency Exit Light (Green) | 1 | 0 |  | Clevertronics | [10 empty] | 31/5/2022 | 2 - Normal | 2 - Medium | 1 - Excellent |  | 3 - Normal
Bathurst Ambulance Station (RAIR) | Bathurst Ambulance Station (RAIR) | Ground | 24 |  | BTR-0017 | Fie Extinguisher (Powder) | 1 | BTR-0017 | [12 empty] | 31/5/2022 | 2 - Normal | 2 - Medium | 1 - Excellent |  | 3 - Normal
Bathurst Ambulance Station (RAIR) | Bathurst Ambulance Station (RAIR) | Ground | 24 | Next to delivery | BTR-0018 | Fire Hose Reel | 1 | BTR-0018 |  | Dura | [10 empty] | 31/5/2022 | 2 - Normal | 2 - Medium | 1 - Excellent |  | 3 - Normal
Bathurst Ambulance Station (RAIR) | Bathurst Ambulance Station (RAIR) | Ground | 24 |  | BTR-0019 | Solar Inverter | 1 | BTR-0019 |  | SMA Solar Technology AG | 11/12/2020 | Sunny Tripower STP 20000TL-30 | 1980418417 | [7 empty] | 31/5/2022 | 2 - Normal | 2 - Medium | 1 - Excellent |  | 3 - Normal
Bathurst Ambulance Station (RAIR) | Bathurst Ambulance Station (RAIR) | Ground | 24 |  | BTR-0020 | Solar Inverter | 1 | BTR-0020 |  | SMA Solar Technology AG | 11/12/2020 | Sunny Tripower STP 20000TL-30 | 1980418511 | [7 empty] | 31/5/2022 | 2 - Normal | 2 - Medium | 1 - Excellent |  | 3 - Normal
Bathurst Ambulance Station (RAIR) | Bathurst Ambulance Station (RAIR) | Ground | 24 |  | BTR-0021 | PVDB | 1 | BTR-0021 |  | Gridsafe | [10 empty] | 31/5/2022 | 2 - Normal | 2 - Medium | 1 - Excellent |  | 3 - Normal
Bathurst Ambulance Station (RAIR) | Bathurst Ambulance Station (RAIR) | Ground | 24 |  |  | Wallmount Battery Charger | 1 | 0 |  | Durst |  | BCSW - 1225 B | 124779 | [7 empty] | 31/5/2022 | 2 - Normal | 2 - Medium | 1 - Excellent |  | 3 - Normal
Bathurst Ambulance Station (RAIR) | Bathurst Ambulance Station (RAIR) | Ground | 24 |  |  | Vehicle Battery Charger | 1 | 0 |  | Durst |  | BCS-1225C | A90418142 | [7 empty] | 31/5/2022 | 2 - Normal | 2 - Medium | 1 - Excellent |  | 3 - Normal
Bathurst Ambulance Station (RAIR) | Bathurst Ambulance Station (RAIR) | Ground | 24 |  |  | Wallmount Battery Charger | 1 | 0 |  | Durst |  | BCSW - 1225 B | 124778 | [7 empty] | 31/5/2022 | 2 - Normal | 2 - Medium | 1 - Excellent |  | 3 - Normal
Bathurst Ambulance Station (RAIR) | Bathurst Ambulance Station (RAIR) | Ground | 24 |  |  | Vehicle Battery Charger | 1 | 0 |  | Durst |  | BCS-1225C | A90418141 | [7 empty] | 31/5/2022 | 2 - Normal | 2 - Medium | 1 - Excellent |  | 3 - Normal
Bathurst Ambulance Station (RAIR) | Bathurst Ambulance Station (RAIR) | Ground | 24 |  | BTR-0022 | Fie Extinguisher (Powder) | 1 | BTR-0022 | [12 empty] | 31/5/2022 | 2 - Normal | 2 - Medium | 1 - Excellent |  | 3 - Normal
Bathurst Ambulance Station (RAIR) | Bathurst Ambulance Station (RAIR) | Ground | 24 |  |  | Wallmount Battery Charger | 1 | 0 |  | Durst |  | BCSW - 1225 B | 124782 | [7 empty] | 31/5/2022 | 2 - Normal | 2 - Medium | 1 - Excellent |  | 3 - Normal
Bathurst Ambulance Station (RAIR) | Bathurst Ambulance Station (RAIR) | Ground | 24 |  |  | Vehicle Battery Charger | 1 | 0 |  | Durst |  | BCS-1225C | A90418149 | [7 empty] | 31/5/2022 | 2 - Normal | 2 - Medium | 1 - Excellent |  | 3 - Normal
Bathurst Ambulance Station (RAIR) | Bathurst Ambulance Station (RAIR) | Ground | 24 |  |  | Wallmount Battery Charger | 1 | 0 |  | Durst |  | BCSW - 1225 B | 124783 | [7 empty] | 31/5/2022 | 2 - Normal | 2 - Medium | 1 - Excellent |  | 3 - Normal
Bathurst Ambulance Station (RAIR) | Bathurst Ambulance Station (RAIR) | Ground | 24 |  |  | Vehicle Battery Charger | 1 | 0 |  | Durst |  | BCS-1225C | A90418150 | [7 empty] | 31/5/2022 | 2 - Normal | 2 - Medium | 1 - Excellent |  | 3 - Normal
Bathurst Ambulance Station (RAIR) | Bathurst Ambulance Station (RAIR) | Ground | 24 |  |  | Wallmount Battery Charger | 1 | 0 |  | Durst |  | BCSW - 1225 B | 124785 | [7 empty] | 31/5/2022 | 2 - Normal | 2 - Medium | 1 - Excellent |  | 3 - Normal
Bathurst Ambulance Station (RAIR) | Bathurst Ambulance Station (RAIR) | Ground | 24 |  |  | Vehicle Battery Charger | 1 | 0 |  | Durst |  | BCS-1225C | A90418152 | [7 empty] | 31/5/2022 | 2 - Normal | 2 - Medium | 1 - Excellent |  | 3 - Normal
Bathurst Ambulance Station (RAIR) | Bathurst Ambulance Station (RAIR) | Ground | 24 |  |  | CO sensor | 1 | 0 |  | Fantech | 1/4/2018 | LPT-TCO-C | FAN1804E03475 | [7 empty] | 31/5/2022 | 2 - Normal | 2 - Medium | 1 - Excellent |  | 3 - Normal
Bathurst Ambulance Station (RAIR) | Bathurst Ambulance Station (RAIR) | Ground | 24 |  | BTR-0024 | RPZ | 1 | BTR-0024 |  | Flomatic |  | 180 F 175 PSI | A3022 | [7 empty] | 31/5/2022 | 2 - Normal | 2 - Medium | 1 - Excellent |  | 3 - Normal
Bathurst Ambulance Station (RAIR) | Bathurst Ambulance Station (RAIR) | Ground | 24 |  | BTR-0025 | RPZ | 1 | BTR-0025 |  | Flomatic |  | 180 F 175 PSI | A3054 | [7 empty] | 31/5/2022 | 2 - Normal | 2 - Medium | 1 - Excellent |  | 3 - Normal
Bathurst Ambulance Station (RAIR) | Bathurst Ambulance Station (RAIR) | Ground | 24 | Near pressure hose | BTR-0026 | TMV | 1 | BTR-0026 |  | Tomson |  | T160 | [8 empty] | 31/5/2022 | 2 - Normal | 2 - Medium | 1 - Excellent |  | 3 - Normal
Bathurst Ambulance Station (RAIR) | Bathurst Ambulance Station (RAIR) | Ground | 24 |  | BTR-0029 | Eye Wash Station | 1 | BTR-0029 |  | Enware | [10 empty] | 31/5/2022 | 2 - Normal | 2 - Medium | 1 - Excellent |  | 3 - Normal
Bathurst Ambulance Station (RAIR) | Bathurst Ambulance Station (RAIR) | Ground | 24 |  | BTR-0027 | Pressure Cleaner | 1 | BTR-0027 |  | Nilfisk |  | SC-UNO 4M-140/629 PS | 1073440500 | [7 empty] | 31/5/2022 | 2 - Normal | 2 - Medium | 1 - Excellent |  | 3 - Normal
Bathurst Ambulance Station (RAIR) | Bathurst Ambulance Station (RAIR) | Ground | 24 |  | BTR-0028 | TMV | 1 | BTR-0028 | [12 empty] | 31/5/2022 | 2 - Normal | 2 - Medium | 1 - Excellent |  | 3 - Normal
Bathurst Ambulance Station (RAIR) | Bathurst Ambulance Station (RAIR) | Ground | 24 | Near rear roller door | BTR-0030 | RPZ | 1 | BTR-0030 |  | Flomatic |  | 180 F 175 PSI | A1751 | [7 empty] | 31/5/2022 | 2 - Normal | 2 - Medium | 1 - Excellent |  | 3 - Normal
Bathurst Ambulance Station (RAIR) | Bathurst Ambulance Station (RAIR) | Ground | 24 | Above rear plant exit door |  | Emergency Exit Light (Green) | 1 | 0 |  | Clevertronics | [10 empty] | 31/5/2022 | 2 - Normal | 2 - Medium | 1 - Excellent |  | 3 - Normal
Bathurst Ambulance Station (RAIR) | Bathurst Ambulance Station (RAIR) | Ground | 24 |  | BTR-0031 | Fie Extinguisher (Powder) | 1 | BTR-0031 | [12 empty] | 31/5/2022 | 2 - Normal | 2 - Medium | 1 - Excellent |  | 3 - Normal
Bathurst Ambulance Station (RAIR) | Bathurst Ambulance Station (RAIR) | Ground | 24 |  |  | Wallmount Battery Charger | 1 | 0 |  | DURST |  | BCSW - 1225 B | 124787 | [7 empty] | 31/5/2022 | 2 - Normal | 2 - Medium | 1 - Excellent |  | 3 - Normal
Bathurst Ambulance Station (RAIR) | Bathurst Ambulance Station (RAIR) | Ground | 24 |  |  | Vehicle Battery Charger | 1 | 0 |  | Durst |  | BCS-1225C | A90418126 | [7 empty] | 31/5/2022 | 2 - Normal | 2 - Medium | 1 - Excellent |  | 3 - Normal
Bathurst Ambulance Station (RAIR) | Bathurst Ambulance Station (RAIR) | Ground | 24 |  |  | Wallmount Battery Charger | 1 | 0 |  | Durst |  | BCSW - 1225 B | 124784 | [7 empty] | 31/5/2022 | 2 - Normal | 2 - Medium | 1 - Excellent |  | 3 - Normal
Bathurst Ambulance Station (RAIR) | Bathurst Ambulance Station (RAIR) | Ground | 24 |  |  | Vehicle Battery Charger | 1 | 0 |  | Durst |  | BCS-1225C | A90418151 | [7 empty] | 31/5/2022 | 2 - Normal | 2 - Medium | 1 - Excellent |  | 3 - Normal
Bathurst Ambulance Station (RAIR) | Bathurst Ambulance Station (RAIR) | Ground | 24 |  |  | Wallmount Battery Charger | 1 | 0 |  | Durst |  | BCSW - 1225 B | 124781 | [7 empty] | 31/5/2022 | 2 - Normal | 2 - Medium | 1 - Excellent |  | 3 - Normal
Bathurst Ambulance Station (RAIR) | Bathurst Ambulance Station (RAIR) | Ground | 24 |  |  | Vehicle Battery Charger | 1 | 0 |  | Durst |  | BCS-1225C | A90418144 | [7 empty] | 31/5/2022 | 2 - Normal | 2 - Medium | 1 - Excellent |  | 3 - Normal
Bathurst Ambulance Station (RAIR) | Bathurst Ambulance Station (RAIR) | Ground | 24 |  |  | Wallmount Battery Charger | 1 | 0 |  | Durst |  | BCSW - 1225 B | 124780 | [7 empty] | 31/5/2022 | 2 - Normal | 2 - Medium | 1 - Excellent |  | 3 - Normal
Bathurst Ambulance Station (RAIR) | Bathurst Ambulance Station (RAIR) | Ground | 24 |  |  | Vehicle Battery Charger | 1 | 0 |  | Durst |  | BCS-1225C | A90418143 | [7 empty] | 31/5/2022 | 2 - Normal | 2 - Medium | 1 - Excellent |  | 3 - Normal
Bathurst Ambulance Station (RAIR) | Bathurst Ambulance Station (RAIR) | Ground | 24 |  | BTR-0032 | Fie Extinguisher (Powder) | 1 | BTR-0032 | [12 empty] | 31/5/2022 | 2 - Normal | 2 - Medium | 1 - Excellent |  | 3 - Normal
Bathurst Ambulance Station (RAIR) | Bathurst Ambulance Station (RAIR) | Ground | 24 |  |  | Wallmount Battery Charger | 1 | 0 |  | Durst |  | BCSW - 1245 B | 126100 | [7 empty] | 31/5/2022 | 2 - Normal | 2 - Medium | 1 - Excellent |  | 3 - Normal
Bathurst Ambulance Station (RAIR) | Bathurst Ambulance Station (RAIR) | Ground | 24 |  |  | Vehicle Battery Charger | 1 | 0 |  | Durst |  | BCSW-1245 | A90821026 | [7 empty] | 31/5/2022 | 2 - Normal | 2 - Medium | 1 - Excellent |  | 3 - Normal
Bathurst Ambulance Station (RAIR) | Bathurst Ambulance Station (RAIR) | Ground | 24 |  |  | Wallmount Battery Charger | 1 | 0 |  | Durst |  | BCSW - 1225 B | 124788 | [7 empty] | 31/5/2022 | 2 - Normal | 2 - Medium | 1 - Excellent |  | 3 - Normal
Bathurst Ambulance Station (RAIR) | Bathurst Ambulance Station (RAIR) | Ground | 24 |  |  | Vehicle Battery Charger | 1 | 0 |  | Durst |  | BCS-1225C | A90418127 | [7 empty] | 31/5/2022 | 2 - Normal | 2 - Medium | 1 - Excellent |  | 3 - Normal
Bathurst Ambulance Station (RAIR) | Bathurst Ambulance Station (RAIR) | Ground | 24 |  | BTR-0033 | Vehicle Hoist | 1 | BTR-0033 |  | HESHBON |  | HL-27M | 27M18J03 | 6,000 | [6 empty] | 31/5/2022 | 2 - Normal | 2 - Medium | 1 - Excellent |  | 3 - Normal
Bathurst Ambulance Station (RAIR) | Bathurst Ambulance Station (RAIR) | Ground | 24 |  | BTR-0034 | Vehicle Hoist Motor | 1 | BTR-0034 |  | Hydro-Tek |  | T42256W2 | [8 empty] | 31/5/2022 | 2 - Normal | 2 - Medium | 1 - Excellent |  | 3 - Normal
Bathurst Ambulance Station (RAIR) | Bathurst Ambulance Station (RAIR) | Ground | 24 |  | BTR-0035 | Shant to Confirm | 1 | BTR-0035 |  | Ozone Environmental Technology | 1/12/2018 | RR100/7-5-FX3 | 17112201 | [7 empty] | 31/5/2022 | 2 - Normal | 2 - Medium | 1 - Excellent |  | 3 - Normal
Bathurst Ambulance Station (RAIR) | Bathurst Ambulance Station (RAIR) | Ground | 24 |  | BTR-0036 | Motor | 1 | BTR-0036 |  | Techtop |  | MYT711-2 | 1705-036 0181 | [7 empty] | 31/5/2022 | 2 - Normal | 2 - Medium | 1 - Excellent |  | 3 - Normal
Bathurst Ambulance Station (RAIR) | Bathurst Ambulance Station (RAIR) | Ground | 24 | Rear plant room roller door |  | Automatic Roller Door Motor | 1 | 0 |  | Automatic Technology Australia |  | 14522 AXESS PRO 3100 V1 | 6827 | [7 empty] | 1/6/2022 | 2 - Normal | 2 - Medium | 1 - Excellent |  | 3 - Normal
Bathurst Ambulance Station (RAIR) | Bathurst Ambulance Station (RAIR) | Ground | 24 | Rear plant room roller door | BTR-0037 | Automatic Roller Door | 1 | BTR-0037 | [6 empty] | 3.8 | 6.8 |  |  |  |  | 1/6/2022 | 2 - Normal | 2 - Medium | 1 - Excellent |  | 3 - Normal
Bathurst Ambulance Station (RAIR) | Bathurst Ambulance Station (RAIR) | Ground | 24 |  |  | Emergency Exit Light (Spitfire) | 4 | 0 | [12 empty] | 1/6/2022 | 2 - Normal | 2 - Medium | 1 - Excellent |  | 3 - Normal
Bathurst Ambulance Station (RAIR) | Bathurst Ambulance Station (RAIR) | Ground | 24 |  |  | Emergency Exit Light (Spitfire) | 4 | 0 | [12 empty] | 1/6/2022 | 2 - Normal | 2 - Medium | 1 - Excellent |  | 3 - Normal
Bathurst Ambulance Station (RAIR) | Bathurst Ambulance Station (RAIR) | Ground | 24 |  |  | Emergency Exit Light (Spitfire) | 4 | 0 | [12 empty] | 1/6/2022 | 2 - Normal | 2 - Medium | 1 - Excellent |  | 3 - Normal
Bathurst Ambulance Station (RAIR) | Bathurst Ambulance Station (RAIR) | Ground | 24 |  |  | Emergency Exit Light (Spitfire) | 4 | 0 | [12 empty] | 1/6/2022 | 2 - Normal | 2 - Medium | 1 - Excellent |  | 3 - Normal
Bathurst Ambulance Station (RAIR) | Bathurst Ambulance Station (RAIR) | Ground | 24 |  | BTR-0038 | Automatic Sectional Door | 1 | BTR-0038 | [6 empty] | 3.5 | 6.8 |  |  |  |  | 1/6/2022 | 2 - Normal | 2 - Medium | 1 - Excellent |  | 3 - Normal
Bathurst Ambulance Station (RAIR) | Bathurst Ambulance Station (RAIR) | Ground | 24 |  |  | Automatic Sectional Door Motor | 1 | 0 |  | Grifco | 13/8/2018 | GSD-SDO | [8 empty] | 1/6/2022 | 2 - Normal | 2 - Medium | 1 - Excellent |  | 3 - Normal
Bathurst Ambulance Station (RAIR) | Bathurst Ambulance Station (RAIR) | Ground | 26 |  | BTR-0039 | Automatic Roller Door | 1 | BTR-0039 | [6 empty] | 2.6 | 4.6 |  |  |  |  | 1/6/2022 | 2 - Normal | 2 - Medium | 1 - Excellent |  | 3 - Normal
Bathurst Ambulance Station (RAIR) | Bathurst Ambulance Station (RAIR) | Ground | 26 |  |  | Automatic Roller Door Motor | 1 | 0 |  | Automatic Technology Australia |  | Axess Pro 3100 v1 14522 | [8 empty] | 1/6/2022 | 2 - Normal | 2 - Medium | 1 - Excellent |  | 3 - Normal
Bathurst Ambulance Station (RAIR) | Bathurst Ambulance Station (RAIR) | Ground | 26 |  | BTR-0040 | Air Compressor Tank | 1 | BTR-0040 |  | Toolex |  | T21-100L | VA3180603 | [7 empty] | 1/6/2022 | 2 - Normal | 2 - Medium | 1 - Excellent |  | 3 - Normal
Bathurst Ambulance Station (RAIR) | Bathurst Ambulance Station (RAIR) | Ground | 26 |  | BTR-0041 | Air Compressor Motor | 1 | BTR-0041 |  | TAC | 1/12/2017 | Single phase induction motor | 17B270112 | [7 empty] | 1/6/2022 | 2 - Normal | 2 - Medium | 1 - Excellent |  | 3 - Normal
Bathurst Ambulance Station (RAIR) | Bathurst Ambulance Station (RAIR) | Ground | 25 |  |  | Emergency Exit Light (Spitfire) | 1 | 0 | [12 empty] | 1/6/2022 | 2 - Normal | 2 - Medium | 1 - Excellent |  | 3 - Normal
Bathurst Ambulance Station (RAIR) | Bathurst Ambulance Station (RAIR) | Ground | 25 |  | BTR-0042 | TMV | 1 | BTR-0042 | [12 empty] | 1/6/2022 | 2 - Normal | 2 - Medium | 1 - Excellent |  | 3 - Normal
Bathurst Ambulance Station (RAIR) | Bathurst Ambulance Station (RAIR) | Ground | 30 |  |  | Smoke Detector | 1 | 0 | [12 empty] | 1/6/2022 | 2 - Normal | 2 - Medium | 1 - Excellent |  | 3 - Normal
Bathurst Ambulance Station (RAIR) | Bathurst Ambulance Station (RAIR) | Ground |  | Kitchen |  | Emergency Exit Light (Spitfire) | 1 | 0 | [12 empty] | 1/6/2022 | 2 - Normal | 2 - Medium | 1 - Excellent |  | 3 - Normal
Bathurst Ambulance Station (RAIR) | Bathurst Ambulance Station (RAIR) | Ground | 30 | Above exit door |  | Emergency Exit Light (Green) | 1 | 0 |  | Clevertronics | [10 empty] | 1/6/2022 | 2 - Normal | 2 - Medium | 1 - Excellent |  | 3 - Normal
Bathurst Ambulance Station (RAIR) | Bathurst Ambulance Station (RAIR) | Ground | 30 |  | BTR-0043 | Fire Blanket | 1 | BTR-0043 | [12 empty] | 1/6/2022 | 2 - Normal | 2 - Medium | 1 - Excellent |  | 3 - Normal
Bathurst Ambulance Station (RAIR) | Bathurst Ambulance Station (RAIR) | Ground | 30 |  | BTR-0044 | Fire Extinguisher (C02) | 1 | BTR-0044 | [12 empty] | 1/6/2022 | 2 - Normal | 2 - Medium | 1 - Excellent |  | 3 - Normal
Bathurst Ambulance Station (RAIR) | Bathurst Ambulance Station (RAIR) | Ground | 30 | Under sink | BTR-0045 | Billi Hot Water Service | 1 | BTR-0045 |  | Billi |  | 904060LCH Quadra 460 XL | Q 1166 06373 LCH | [7 empty] | 1/6/2022 | 2 - Normal | 2 - Medium | 1 - Excellent |  | 3 - Normal
Bathurst Ambulance Station (RAIR) | Bathurst Ambulance Station (RAIR) | Ground | 31 |  |  | A/C Cassette | 1 | 0 |  | Daikin | [10 empty] | 1/6/2022 | 2 - Normal | 2 - Medium | 1 - Excellent |  | 3 - Normal
Bathurst Ambulance Station (RAIR) | Bathurst Ambulance Station (RAIR) | Ground | 31 |  |  | Emergency Exit Light (Spitfire) | 1 | 0 | [12 empty] | 1/6/2022 | 2 - Normal | 2 - Medium | 1 - Excellent |  | 3 - Normal
Bathurst Ambulance Station (RAIR) | Bathurst Ambulance Station (RAIR) | Ground | 32 |  |  | A/C Cassette | 1 | 0 |  | Daikin | [10 empty] | 1/6/2022 | 2 - Normal | 2 - Medium | 1 - Excellent |  | 3 - Normal
Bathurst Ambulance Station (RAIR) | Bathurst Ambulance Station (RAIR) | Ground | 33 |  |  | Emergency Exit Light (Spitfire) | 1 | 0 | [12 empty] | 1/6/2022 | 2 - Normal | 2 - Medium | 1 - Excellent |  | 3 - Normal
Bathurst Ambulance Station (RAIR) | Bathurst Ambulance Station (RAIR) | Ground | 33 |  |  | Emergency Exit Light (Green) | 1 | 0 |  | Clevertronics | [10 empty] | 1/6/2022 | 2 - Normal | 2 - Medium | 1 - Excellent |  | 3 - Normal
Bathurst Ambulance Station (RAIR) | Bathurst Ambulance Station (RAIR) | Ground | 34 |  | BTR-0046 | TMV | 1 | BTR-0046 |  | Tomson |  | T160 | [8 empty] | 1/6/2022 | 2 - Normal | 2 - Medium | 1 - Excellent |  | 3 - Normal
Bathurst Ambulance Station (RAIR) | Bathurst Ambulance Station (RAIR) | Ground | 34 |  |  | Emergency Exit Light (Spitfire) | 1 | 0 | [12 empty] | 1/6/2022 | 2 - Normal | 2 - Medium | 1 - Excellent |  | 3 - Normal
Bathurst Ambulance Station (RAIR) | Bathurst Ambulance Station (RAIR) | Ground | 37 |  |  | Emergency Exit Light (Spitfire) | 1 | 0 | [12 empty] | 1/6/2022 | 2 - Normal | 2 - Medium | 1 - Excellent |  | 3 - Normal
Bathurst Ambulance Station (RAIR) | Bathurst Ambulance Station (RAIR) | Ground | 38 | Above exit door to carpark |  | Emergency Exit Light (Green) | 1 | 0 |  | Clevertronics | [10 empty] | 1/6/2022 | 2 - Normal | 2 - Medium | 1 - Excellent |  | 3 - Normal
Bathurst Ambulance Station (RAIR) | Bathurst Ambulance Station (RAIR) | Ground | 38 | Above door to kitchen |  | Emergency Exit Light (Green) | 1 | 0 |  | Clevertronics | [10 empty] | 1/6/2022 | 2 - Normal | 2 - Medium | 1 - Excellent |  | 3 - Normal
Bathurst Ambulance Station (RAIR) | Bathurst Ambulance Station (RAIR) | Ground | 38 |  |  | Emergency Exit Light (Spitfire) | 1 | 0 | [12 empty] | 1/6/2022 | 2 - Normal | 2 - Medium | 1 - Excellent |  | 3 - Normal
Bathurst Ambulance Station (RAIR) | Bathurst Ambulance Station (RAIR) | Ground | 39 |  | BTR-0047 | A/C Unit Split (Indoor) | 1 | BTR-0047 |  | Daikin |  | FTXS60LVMA | E069735 | [7 empty] | 1/6/2022 | 2 - Normal | 2 - Medium | 1 - Excellent |  | 3 - Normal
Bathurst Ambulance Station (RAIR) | Bathurst Ambulance Station (RAIR) | Ground | 44 |  | BTR-0055 | Mechanical Sercives Switchboard | 1 | BTR-0055 |  | NHP | [10 empty] | 1/6/2022 | 2 - Normal | 2 - Medium | 1 - Excellent |  | 3 - Normal
Bathurst Ambulance Station (RAIR) | Bathurst Ambulance Station (RAIR) | Ground | 44 |  | BTR-0056 | Dual curculation pump | 1 | BTR-0056 |  | Grundfos | [10 empty] | 1/6/2022 | 2 - Normal | 2 - Medium | 1 - Excellent |  | 3 - Normal
Bathurst Ambulance Station (RAIR) | Bathurst Ambulance Station (RAIR) | Ground | 44 |  | BTR-0060 | Hot Water Heater | 1 | BTR-0060 |  | Everhot | 22/6/2018 | 62331507 | 6362056 | 315 | [6 empty] | 1/6/2022 | 2 - Normal | 2 - Medium | 1 - Excellent |  | 3 - Normal
Bathurst Ambulance Station (RAIR) | Bathurst Ambulance Station (RAIR) | Ground | 44 |  | BTR-0059 | A/C Unit Split (Outdoor) | 1 | BTR-0059 |  | Daikin |  | RXS60LVMA | E066252 | [7 empty] | 1/6/2022 | 2 - Normal | 2 - Medium | 1 - Excellent |  | 3 - Normal
Bathurst Ambulance Station (RAIR) | Bathurst Ambulance Station (RAIR) | Ground | 44 |  | BTR-0058 | A/C Air Package Unit | 1 | BTR-0058 |  | Daikin | 1/10/2018 | REYQ10TY1 | E001396 | [7 empty] | 1/6/2022 | 2 - Normal | 2 - Medium | 1 - Excellent |  | 3 - Normal
Bathurst Ambulance Station (RAIR) | Bathurst Ambulance Station (RAIR) | Ground | 44 |  | BTR-0057 | A/C Air Package Unit | 1 | BTR-0057 |  | Daikin | 1/8/2018 | REYQ16TY1 | E001880 | [7 empty] | 1/6/2022 | 2 - Normal | 2 - Medium | 1 - Excellent |  | 3 - Normal
Bathurst Ambulance Station (RAIR) | Bathurst Ambulance Station (RAIR) | Ground | 44 |  |  | Roof Anchor Points | 2 | 0 | [12 empty] | 1/6/2022 | 2 - Normal | 2 - Medium | 1 - Excellent |  | 3 - Normal
Bathurst Ambulance Station (RAIR) | Bathurst Ambulance Station (RAIR) | Ground | 44 |  |  | Roof Anchor Points | 2 | 0 | [12 empty] | 1/6/2022 | 2 - Normal | 2 - Medium | 1 - Excellent |  | 3 - Normal
Bathurst Ambulance Station (RAIR) | Bathurst Ambulance Station (RAIR) | Ground | 44 | Outside education | BTR-0051 | Fire Hose Reel | 1 | BTR-0051 |  | Dura | [10 empty] | 1/6/2022 | 2 - Normal | 2 - Medium | 1 - Excellent |  | 3 - Normal
Bathurst Ambulance Station (RAIR) | Bathurst Ambulance Station (RAIR) | Ground | 43 |  | BTR-0048 | Oil Separator Tank | 1 | BTR-0048 |  | Quikflo | 28/11/2012 | KCPS-1000 | 21325-2 | [7 empty] | 1/6/2022 | 2 - Normal | 2 - Medium | 1 - Excellent |  | 3 - Normal
Bathurst Ambulance Station (RAIR) | Bathurst Ambulance Station (RAIR) | Ground | 43 |  | BTR-0050 | Oil Seperator Induction Motor | 1 | BTR-0050 |  | Weg | [10 empty] | 1/6/2022 | 2 - Normal | 2 - Medium | 1 - Excellent |  | 3 - Normal
Bathurst Ambulance Station (RAIR) | Bathurst Ambulance Station (RAIR) | Ground | 43 |  | BTR-0049 | Diaphragm Pump | 1 | BTR-0049 |  | Quikflo | 28/11/2012 | KDS 25-100 | 21326 | [7 empty] | 1/6/2022 | 2 - Normal | 2 - Medium | 1 - Excellent |  | 3 - Normal
Bathurst Ambulance Station (RAIR) | Bathurst Ambulance Station (RAIR) | Ground | 44 |  | BTR-0052 | Generator Supply Inlet Socket | 1 | BTR-0052 |  | Proconect | [10 empty] | 1/6/2022 | 2 - Normal | 2 - Medium | 1 - Excellent |  | 3 - Normal
Bathurst Ambulance Station (RAIR) | Bathurst Ambulance Station (RAIR) | Ground | 44 | Entry | BTR-0053 | Automatic Gate | 1 | BTR-0053 | [12 empty] | 1/6/2022 | 2 - Normal | 2 - Medium | 1 - Excellent |  | 3 - Normal
Bathurst Ambulance Station (RAIR) | Bathurst Ambulance Station (RAIR) | Ground | 44 | Exit | BTR-0054 | Automatic Gate | 1 | BTR-0054 | [12 empty] | 1/6/2022 | 2 - Normal | 2 - Medium | 1 - Excellent |  | 3 - Normal
Bathurst Ambulance Station (RAIR) | Bathurst Ambulance Station (RAIR) | Ground | 42 |  | BTR-061 | RPZ | 1 | BTR-061 |  | Flomatic |  | 180 F 175 PSI | A1890 | [7 empty] | 1/6/2022 | 2 - Normal | 2 - Medium | 1 - Excellent |  | 3 - Normal
Bathurst Ambulance Station (RAIR) | Bathurst Ambulance Station (RAIR) | Ground | 44 |  | BTR-0062 | RPZ | 1 | BTR-0062 |  | Febco |  | 860L | 5899 | [7 empty] | 1/6/2022 | 2 - Normal | 2 - Medium | 1 - Excellent |  | 3 - Normal
Canowindra Ambulance Station | Canowindra Ambulance Station | Ground | 2 |  |  | Smoke Detector | 1 | 0 | [12 empty] | 1/6/2022 | 2 - Normal | 2 - Medium | 1 - Excellent |  | 3 - Normal
Canowindra Ambulance Station | Canowindra Ambulance Station | Ground | 2 |  | CAN-0001 | A/C Unit Split (Indoor) | 1 | CAN-0001 |  | Daikin |  | FTXV25UVMA | E028685 | [7 empty] | 1/6/2022 | 2 - Normal | 2 - Medium | 1 - Excellent |  | 3 - Normal
Canowindra Ambulance Station | Canowindra Ambulance Station | Ground | 3 | Closest to station | CAN-0003 | Automatic Roller Door | 1 | CAN-0003 |  | Steel Line |  |  |  |  | 2.7 | 3.6 |  |  |  |  | 1/6/2022 | 2 - Normal | 2 - Medium | 1 - Excellent |  | 3 - Normal
Canowindra Ambulance Station | Canowindra Ambulance Station | Ground | 3 | Further from Station | CAN-0004 | Automatic Roller Door | 1 | CAN-0004 |  | Steel Line |  |  |  |  | 2.7 | 3.6 |  |  |  |  | 1/6/2022 | 2 - Normal | 2 - Medium | 1 - Excellent |  | 3 - Normal
Canowindra Ambulance Station | Canowindra Ambulance Station | Ground | 3 |  |  | Automatic Roller Door Motor | 1 | 0 | [12 empty] | 1/6/2022 | 2 - Normal | 2 - Medium | 1 - Excellent |  | 3 - Normal
Canowindra Ambulance Station | Canowindra Ambulance Station | Ground | 3 |  |  | Automatic Roller Door Motor | 1 | 0 | [12 empty] | 1/6/2022 | 2 - Normal | 2 - Medium | 1 - Excellent |  | 3 - Normal
Canowindra Ambulance Station | Canowindra Ambulance Station | Ground | 3 |  | CAN-0002 | Fire Extinguisher (Dry Chemical) | 1 | CAN-0002 | [12 empty] | 1/6/2022 | 2 - Normal | 2 - Medium | 1 - Excellent |  | 3 - Normal
Canowindra Ambulance Station | Canowindra Ambulance Station | Ground | 3 |  |  | Wallmount Battery Charger | 1 | 0 |  | Durst |  | BCSW - 1225 BS | [8 empty] | 1/6/2022 | 2 - Normal | 2 - Medium | 1 - Excellent |  | 3 - Normal
Canowindra Ambulance Station | Canowindra Ambulance Station | Ground | 3 |  |  | Vehicle Battery Charger | 1 | 0 |  | Durst |  | BCS-1225C | A90610621 | [7 empty] | 1/6/2022 | 2 - Normal | 2 - Medium | 1 - Excellent |  | 3 - Normal
Canowindra Ambulance Station | Canowindra Ambulance Station | Ground | 3 |  |  | Wallmount Battery Charger | 1 | 0 |  | Durst |  | BCSW - 1225 B | 122933 | [7 empty] | 1/6/2022 | 2 - Normal | 2 - Medium | 1 - Excellent |  | 3 - Normal
Canowindra Ambulance Station | Canowindra Ambulance Station | Ground | 3 |  |  | Vehicle Battery Charger | 1 | 0 |  | Durst |  | BCS-1225C | A90816095 | [7 empty] | 1/6/2022 | 2 - Normal | 2 - Medium | 1 - Excellent |  | 3 - Normal
Canowindra Ambulance Station | Canowindra Ambulance Station | Ground | 4 |  |  | EKA controller box | 1 | 0 | [12 empty] | 1/6/2022 | 2 - Normal | 2 - Medium | 1 - Excellent |  | 3 - Normal
Canowindra Ambulance Station | Canowindra Ambulance Station | Ground | 4 |  | CAN-0005 | Safe | 1 | CAN-0005 |  | Ajax safe co | [10 empty] | 1/6/2022 | 2 - Normal | 2 - Medium | 1 - Excellent |  | 3 - Normal
Canowindra Ambulance Station | Canowindra Ambulance Station | Ground | 4 |  | CAN-0006 | Safe | 1 | CAN-0006 |  | Guardall | [10 empty] | 1/6/2022 | 2 - Normal | 2 - Medium | 1 - Excellent |  | 3 - Normal
Canowindra Ambulance Station | Canowindra Ambulance Station | Ground | 5 |  | CAN-0007 | A/C Unit Split (Indoor) | 1 | CAN-0007 |  | LG |  | R0NAWN-NB10 | 009KAWQ00201 | [7 empty] | 1/6/2022 | 2 - Normal | 2 - Medium | 1 - Excellent |  | 3 - Normal
Canowindra Ambulance Station | Canowindra Ambulance Station | Ground | 6 |  |  | Smoke Detector | 1 | 0 | [12 empty] | 1/6/2022 | 2 - Normal | 2 - Medium | 1 - Excellent |  | 3 - Normal
Canowindra Ambulance Station | Canowindra Ambulance Station | Ground | 6 |  | CAN-0008 | Fire Extinguisher (Dry Chemical) | 1 | CAN-0008 | [12 empty] | 1/6/2022 | 2 - Normal | 2 - Medium | 1 - Excellent |  | 3 - Normal
Canowindra Ambulance Station | Canowindra Ambulance Station | Ground | 8 |  | CAN-0009 | Fire Extinguisher (Dry Chemical) | 1 | CAN-0009 | [12 empty] | 1/6/2022 | 2 - Normal | 2 - Medium | 1 - Excellent |  | 3 - Normal
Canowindra Ambulance Station | Canowindra Ambulance Station | Ground | 8 |  |  | Smoke Detector | 1 | 0 | [12 empty] | 1/6/2022 | 2 - Normal | 2 - Medium | 1 - Excellent |  | 3 - Normal
Canowindra Ambulance Station | Canowindra Ambulance Station | Ground | 11 |  | CAN-0010 | Main Switchboard | 1 | CAN-0010 | [12 empty] | 1/6/2022 | 2 - Normal | 2 - Medium | 1 - Excellent |  | 3 - Normal
Canowindra Ambulance Station | Canowindra Ambulance Station | Ground | 11 |  |  | RCBO | 1 | 0 |  | Hager |  | U 740 | [5 empty] | CAN-0010 |  |  | 1/6/2022 | 2 - Normal | 2 - Medium | 1 - Excellent |  | 3 - Normal
Canowindra Ambulance Station | Canowindra Ambulance Station | Ground | 11 |  |  | RCBO | 1 | 0 |  | General Electric |  | DDCE C20 | [5 empty] | CAN-0010 |  |  | 1/6/2022 | 2 - Normal | 2 - Medium | 1 - Excellent |  | 3 - Normal
Canowindra Ambulance Station | Canowindra Ambulance Station | Ground | 11 |  |  | RCBO | 2 | 0 |  | NHP |  | M6 RCBD2030C C20 | [5 empty] | CAN-0010 |  |  | 1/6/2022 | 2 - Normal | 2 - Medium | 1 - Excellent |  | 3 - Normal
Canowindra Ambulance Station | Canowindra Ambulance Station | Ground | 11 |  |  | RCBO | 2 | 0 |  | NHP |  | M6 RCBD2030C C20 | [5 empty] | CAN-0010 |  |  | 1/6/2022 | 2 - Normal | 2 - Medium | 1 - Excellent |  | 3 - Normal
Canowindra Ambulance Station | Canowindra Ambulance Station | Ground | 11 |  | CAN-0011 | Hot Water Heater | 1 | CAN-0011 |  | Thermann | 4/12/2015 | 250THM136 | 15120420188H | 250 | [6 empty] | 1/6/2022 | 2 - Normal | 2 - Medium | 1 - Excellent |  | 3 - Normal
Canowindra Ambulance Station | Canowindra Ambulance Station | Ground | 11 |  | CAN-0012 | A/C Air Package Unit | 1 | CAN-0012 |  | Mitsubishi Electric | 1/1/2010 | FDC140VN | K14251063KF | [7 empty] | 1/6/2022 | 2 - Normal | 2 - Medium | 1 - Excellent |  | 3 - Normal
Canowindra Ambulance Station | Canowindra Ambulance Station | Ground | 11 |  | CAN-0013 | A/C Unit Split (Outdoor) | 1 | CAN-0013 |  | LG |  | R09AWN-UB10 | [8 empty] | 1/6/2022 | 2 - Normal | 2 - Medium | 1 - Excellent |  | 3 - Normal
Canowindra Ambulance Station | Canowindra Ambulance Station | Ground | 11 |  | CAN-0014 | A/C Unit Split (Outdoor) | 1 | CAN-0014 |  | Daikin |  | RXV25UVMA | E023554 | [7 empty] | 1/6/2022 | 2 - Normal | 2 - Medium | 1 - Excellent |  | 3 - Normal
Canowindra Ambulance Station | Canowindra Ambulance Residence | Ground | 12 |  | CAN-0015 | A/C Air Package Unit | 1 | CAN-0015 |  | LG |  | B48AWYU362 | 009KANY00175 | [7 empty] | 1/6/2022 | 2 - Normal | 2 - Medium | 1 - Excellent |  | 3 - Normal
Canowindra Ambulance Station | Canowindra Ambulance Residence | Ground | 12 |  | CAN-0016 | Hot Water Heater | 1 | CAN-0016 |  | AquaMAX | 1/7/2013 | E315S36-HWA | 4030041-001476 | [7 empty] | 1/6/2022 | 2 - Normal | 2 - Medium | 1 - Excellent |  | 3 - Normal
Canowindra Ambulance Station | Canowindra Ambulance Residence | Ground | 3 |  | CAN-0017 | Fire Blanket | 1 | CAN-0017 | [12 empty] | 1/6/2022 | 2 - Normal | 2 - Medium | 1 - Excellent |  | 3 - Normal
Canowindra Ambulance Station | Canowindra Ambulance Residence | Ground | 3 |  | CAN-0018 | Fie Extinguisher (Powder) | 1 | CAN-0018 | [12 empty] | 1/6/2022 | 2 - Normal | 2 - Medium | 1 - Excellent |  | 3 - Normal
Canowindra Ambulance Station | Canowindra Ambulance Residence | Ground | 9 |  | CAN-0019 | Manual roller door | 1 | CAN-0019 | [12 empty] | 1/6/2022 | 2 - Normal | 2 - Medium | 1 - Excellent |  | 3 - Normal
Canowindra Ambulance Station | Canowindra Ambulance Residence | Ground | 9 |  | CAN-0020 | Distribution Board | 1 | CAN-0020 |  | Hager | [10 empty] | 1/6/2022 | 2 - Normal | 2 - Medium | 1 - Excellent |  | 3 - Normal
Canowindra Ambulance Station | Canowindra Ambulance Residence | Ground | 9 |  |  | RCBO | 1 | 0 |  | Hager |  | U740 | [5 empty] | CAN-0020 |  |  | 1/6/2022 | 2 - Normal | 2 - Medium | 1 - Excellent |  | 3 - Normal
Canowindra Ambulance Station | Canowindra Ambulance Residence | Ground | 10 |  |  | Smoke Detector | 1 | 0 | [12 empty] | 1/6/2022 | 2 - Normal | 2 - Medium | 1 - Excellent |  | 3 - Normal
Canowindra Ambulance Station | Canowindra Ambulance Residence | Ground | 11 |  |  | Smoke Detector | 1 | 0 | [12 empty] | 1/6/2022 | 2 - Normal | 2 - Medium | 1 - Excellent |  | 3 - Normal
Rylstone Health Service | Rylstone Ambulance Station | Ground | 1 |  |  | Smoke Detector (Concealed) | 1 | 0 | [12 empty] | 2/6/2022 | 2 - Normal | 2 - Medium | 1 - Excellent |  | 3 - Normal
Rylstone Health Service | Rylstone Ambulance Station | Ground | 1 |  |  | Smoke Detector | 1 | 0 | [12 empty] | 2/6/2022 | 2 - Normal | 2 - Medium | 1 - Excellent |  | 3 - Normal
Rylstone Health Service | Rylstone Ambulance Station | Ground | 2 |  | RYL-0001 | A/C Unit Split (Indoor) | 1 | RYL-0001 |  | Mitsubishi Electric |  | PCFY-P63VGM-A | [8 empty] | 2/6/2022 | 2 - Normal | 2 - Medium | 1 - Excellent |  | 3 - Normal
Rylstone Health Service | Rylstone Ambulance Station | Ground | 2 |  | RYL-0002 | Fire Extinguisher (C02) | 1 | RYL-0002 | [12 empty] | 2/6/2022 | 2 - Normal | 2 - Medium | 1 - Excellent |  | 3 - Normal
Rylstone Health Service | Rylstone Ambulance Station | Ground | 2 | Near front entry door |  | Emergency Exit Light (Green) | 1 | 0 |  | Ektor | [10 empty] | 2/6/2022 | 2 - Normal | 2 - Medium | 1 - Excellent |  | 3 - Normal
Rylstone Health Service | Rylstone Ambulance Station | Ground | 2 | Above door to Plant room |  | Emergency Exit Light (Green) | 1 | 0 |  | Ektor | [10 empty] | 2/6/2022 | 2 - Normal | 2 - Medium | 1 - Excellent |  | 3 - Normal
Rylstone Health Service | Rylstone Ambulance Station | Ground | 2 | Above lounge |  | Smoke Detector | 1 | 0 | [12 empty] | 2/6/2022 | 2 - Normal | 2 - Medium | 1 - Excellent |  | 3 - Normal
Rylstone Health Service | Rylstone Ambulance Station | Ground | 2 | Corridor |  | Smoke Detector | 1 | 0 | [12 empty] | 2/6/2022 | 2 - Normal | 2 - Medium | 1 - Excellent |  | 3 - Normal
Rylstone Health Service | Rylstone Ambulance Station | Ground | 2 | Corridor |  | Emergency Exit Light (Spitfire) | 1 | 0 | [12 empty] | 2/6/2022 | 2 - Normal | 2 - Medium | 1 - Excellent |  | 3 - Normal
Rylstone Health Service | Rylstone Ambulance Station | Ground | 2 | Above lounge |  | Emergency Exit Light (Spitfire) | 1 | 0 | [12 empty] | 2/6/2022 | 2 - Normal | 2 - Medium | 1 - Excellent |  | 3 - Normal
Rylstone Health Service | Rylstone Ambulance Station | Ground | 3 |  | RYL-0003 | Fire Extinguisher (C02) | 1 | RYL-0003 | [12 empty] | 2/6/2022 | 2 - Normal | 2 - Medium | 1 - Excellent |  | 3 - Normal
Rylstone Health Service | Rylstone Ambulance Station | Ground | 3 |  | RYL-0004 | Fire Blanket | 1 | RYL-0004 | [12 empty] | 2/6/2022 | 2 - Normal | 2 - Medium | 1 - Excellent |  | 3 - Normal
Rylstone Health Service | Rylstone Ambulance Station | Ground | 3 |  |  | Thermal Heat Detector | 1 | 0 | [12 empty] | 2/6/2022 | 2 - Normal | 2 - Medium | 1 - Excellent |  | 3 - Normal
Rylstone Health Service | Rylstone Ambulance Station | Ground | 3 |  |  | Emergency Exit Light (Spitfire) | 1 | 0 | [12 empty] | 2/6/2022 | 2 - Normal | 2 - Medium | 1 - Excellent |  | 3 - Normal
Rylstone Health Service | Rylstone Ambulance Station | Ground | 4 |  | RYL-0006 | TMV | 1 | RYL-0006 |  | Enware | [10 empty] | 2/6/2022 | 2 - Normal | 2 - Medium | 1 - Excellent |  | 3 - Normal
Rylstone Health Service | Rylstone Ambulance Station | Ground | 5 |  |  | Thermal Heat Detector | 1 | 0 | [12 empty] | 2/6/2022 | 2 - Normal | 2 - Medium | 1 - Excellent |  | 3 - Normal
Rylstone Health Service | Rylstone Ambulance Station | Ground | 7 |  | RYL-0010 | TMV | 1 | RYL-0010 |  | Enware | [10 empty] | 2/6/2022 | 2 - Normal | 2 - Medium | 1 - Excellent |  | 3 - Normal
Rylstone Health Service | Rylstone Ambulance Station | Ground | 8 |  |  | Smoke Detector | 1 | 0 | [12 empty] | 2/6/2022 | 2 - Normal | 2 - Medium | 1 - Excellent |  | 3 - Normal
Rylstone Health Service | Rylstone Ambulance Station | Ground | 2 |  |  | Smoke Detector (Concealed) | 1 | 0 | [12 empty] | 2/6/2022 | 2 - Normal | 2 - Medium | 1 - Excellent |  | 3 - Normal
Rylstone Health Service | Rylstone Ambulance Station | Ground | 8 |  | RYL-0007 | Fire Blanket | 1 | RYL-0007 | [12 empty] | 2/6/2022 | 2 - Normal | 2 - Medium | 1 - Excellent |  | 3 - Normal
Rylstone Health Service | Rylstone Ambulance Station | Ground | 8 |  | RYL-0008 | Safe | 1 | RYL-0008 |  | Guardall | [10 empty] | 2/6/2022 | 2 - Normal | 2 - Medium | 1 - Excellent |  | 3 - Normal
Rylstone Health Service | Rylstone Ambulance Station | Ground | 8 |  | RYL-0009 | Safe | 1 | RYL-0009 |  | Ajax Safe Co | [10 empty] | 2/6/2022 | 2 - Normal | 2 - Medium | 1 - Excellent |  | 3 - Normal
Rylstone Health Service | Rylstone Ambulance Station | Ground | 9 |  |  | Smoke Detector | 1 | 0 | [12 empty] | 2/6/2022 | 2 - Normal | 2 - Medium | 1 - Excellent |  | 3 - Normal
Rylstone Health Service | Rylstone Ambulance Station | Ground | 9 |  |  | Emergency Exit Light (Green) | 1 | 0 |  | Ektor | [10 empty] | 2/6/2022 | 2 - Normal | 2 - Medium | 1 - Excellent |  | 3 - Normal
Rylstone Health Service | Rylstone Ambulance Station | Ground | 10 |  | RYL-0011 | EKA controller box | 1 | RYL-0011 | [12 empty] | 2/6/2022 | 2 - Normal | 2 - Medium | 1 - Excellent |  | 3 - Normal
Rylstone Health Service | Rylstone Ambulance Station | Ground | 10 |  | RYL-0012 | Fire Extinguisher (C02) | 1 | RYL-0012 | [12 empty] | 2/6/2022 | 2 - Normal | 2 - Medium | 1 - Excellent |  | 3 - Normal
Rylstone Health Service | Rylstone Ambulance Station | Ground | 10 |  | RYL-0013 | Distribution Board | 1 | RYL-0013 | [12 empty] | 2/6/2022 | 2 - Normal | 2 - Medium | 1 - Excellent |  | 3 - Normal
Rylstone Health Service | Rylstone Ambulance Station | Ground | 10 |  |  | RCBO | 11 | 0 |  | NHP |  | 607277 C20 | [5 empty] | RYL-0013 |  |  | 2/6/2022 | 2 - Normal | 2 - Medium | 1 - Excellent |  | 3 - Normal
Rylstone Health Service | Rylstone Ambulance Station | Ground | 10 |  |  | RCBO | 11 | 0 |  | NHP |  | 607277 C20 | [5 empty] | RYL-0013 |  |  | 2/6/2022 | 2 - Normal | 2 - Medium | 1 - Excellent |  | 3 - Normal
Rylstone Health Service | Rylstone Ambulance Station | Ground | 10 |  |  | RCBO | 11 | 0 |  | NHP |  | 607277 C20 | [5 empty] | RYL-0013 |  |  | 2/6/2022 | 2 - Normal | 2 - Medium | 1 - Excellent |  | 3 - Normal
Rylstone Health Service | Rylstone Ambulance Station | Ground | 10 |  |  | RCBO | 11 | 0 |  | NHP |  | 607277 C20 | [5 empty] | RYL-0013 |  |  | 2/6/2022 | 2 - Normal | 2 - Medium | 1 - Excellent |  | 3 - Normal
Rylstone Health Service | Rylstone Ambulance Station | Ground | 10 |  |  | RCBO | 11 | 0 |  | NHP |  | 607277 C20 | [5 empty] | RYL-0013 |  |  | 2/6/2022 | 2 - Normal | 2 - Medium | 1 - Excellent |  | 3 - Normal
Rylstone Health Service | Rylstone Ambulance Station | Ground | 10 |  |  | RCBO | 11 | 0 |  | NHP |  | 607277 C20 | [5 empty] | RYL-0013 |  |  | 2/6/2022 | 2 - Normal | 2 - Medium | 1 - Excellent |  | 3 - Normal
Rylstone Health Service | Rylstone Ambulance Station | Ground | 10 |  |  | RCBO | 11 | 0 |  | NHP |  | 607277 C20 | [5 empty] | RYL-0013 |  |  | 2/6/2022 | 2 - Normal | 2 - Medium | 1 - Excellent |  | 3 - Normal
Rylstone Health Service | Rylstone Ambulance Station | Ground | 10 |  |  | RCBO | 11 | 0 |  | NHP |  | 607277 C20 | [5 empty] | RYL-0013 |  |  | 2/6/2022 | 2 - Normal | 2 - Medium | 1 - Excellent |  | 3 - Normal
Rylstone Health Service | Rylstone Ambulance Station | Ground | 10 |  |  | RCBO | 11 | 0 |  | NHP |  | 607277 C20 | [5 empty] | RYL-0013 |  |  | 2/6/2022 | 2 - Normal | 2 - Medium | 1 - Excellent |  | 3 - Normal
Rylstone Health Service | Rylstone Ambulance Station | Ground | 10 |  |  | RCBO | 11 | 0 |  | NHP |  | 607277 C20 | [5 empty] | RYL-0013 |  |  | 2/6/2022 | 2 - Normal | 2 - Medium | 1 - Excellent |  | 3 - Normal
Rylstone Health Service | Rylstone Ambulance Station | Ground | 10 |  |  | RCBO | 11 | 0 |  | NHP |  | 607277 C20 | [5 empty] | RYL-0013 |  |  | 2/6/2022 | 2 - Normal | 2 - Medium | 1 - Excellent |  | 3 - Normal
Rylstone Health Service | Rylstone Ambulance Station | Ground | 10 |  |  | RCBO | 1 | 0 |  | Schneider electric |  | C60H RCBO C20 | [5 empty] | RYL-0013 |  |  | 2/6/2022 | 2 - Normal | 2 - Medium | 1 - Excellent |  | 3 - Normal
Rylstone Health Service | Rylstone Ambulance Station | Ground | 10 |  |  | Emergency Floodlight | 1 | 0 | [12 empty] | 2/6/2022 | 2 - Normal | 2 - Medium | 1 - Excellent |  | 3 - Normal
Rylstone Health Service | Rylstone Ambulance Station | Ground | Under plant room sink |  | RYL-0014 | ZIP Hot Water Service | 1 | RYL-0014 |  | Zip | [10 empty] | 2/6/2022 | 2 - Normal | 2 - Medium | 1 - Excellent |  | 3 - Normal
Rylstone Health Service | Rylstone Ambulance Station | Ground | 10 |  |  | Emergency Exit Light (White) | 1 | 0 | [12 empty] | 2/6/2022 | 2 - Normal | 2 - Medium | 1 - Excellent |  | 3 - Normal
Rylstone Health Service | Rylstone Ambulance Station | Ground | 10 |  |  | Wallmount Battery Charger | 1 | 0 |  | Durst |  | BCSW - 1225 B | 122924 | [7 empty] | 2/6/2022 | 2 - Normal | 2 - Medium | 1 - Excellent |  | 3 - Normal
Rylstone Health Service | Rylstone Ambulance Station | Ground | 10 |  |  | Vehicle Battery Charger | 1 | 0 |  | Durst |  | BCS-1225C | A90816044 | [7 empty] | 2/6/2022 | 2 - Normal | 2 - Medium | 1 - Excellent |  | 3 - Normal
Rylstone Health Service | Rylstone Ambulance Station | Ground | 10 |  |  | Wallmount Battery Charger | 1 | 0 |  | Durst |  | BCSW - 1225 BS | [8 empty] | 2/6/2022 | 2 - Normal | 2 - Medium | 1 - Excellent |  | 3 - Normal
Rylstone Health Service | Rylstone Ambulance Station | Ground | 10 |  |  | Vehicle Battery Charger | 1 | 0 |  | Durst |  | BCS-1225C | A90800194 | [7 empty] | 2/6/2022 | 2 - Normal | 2 - Medium | 1 - Excellent |  | 3 - Normal
Rylstone Health Service | Rylstone Ambulance Station | Ground | 10 |  | RYL-0016 | Air Compressor Tank | 1 | RYL-0016 |  | Compac |  | 1000 series | [8 empty] | 2/6/2022 | 2 - Normal | 2 - Medium | 1 - Excellent |  | 3 - Normal
Rylstone Health Service | Rylstone Ambulance Station | Ground | 10 |  | RYL-0017 | Air Compressor Motor | 1 | RYL-0017 |  | Betts |  | 15HO11-15 | [8 empty] | 2/6/2022 | 2 - Normal | 2 - Medium | 1 - Excellent |  | 3 - Normal
Rylstone Health Service | Rylstone Ambulance Station | Ground | 10 |  |  | Vehicle Battery Charger | 1 | 0 |  | Durst |  | BCS-1215B | A91200048 | [7 empty] | 2/6/2022 | 2 - Normal | 2 - Medium | 1 - Excellent |  | 3 - Normal
Rylstone Health Services | Rylstone Ambulance Station | Ground | 10 |  | RYL-0018 | Fire Extinguisher (C02) | 1 | RYL-0018 | [12 empty] | 2/6/2022 | 2 - Normal | 2 - Medium | 1 - Excellent |  | 3 - Normal
Rylstone Health Service | Rylstone Ambulance Station | Ground | 10 | Near plant exit door | RYL-0015 | Distribution Board | 1 | RYL-0015 |  | Legrand | [10 empty] | 2/6/2022 | 2 - Normal | 2 - Medium | 1 - Excellent |  | 3 - Normal
Rylstone Health Service | Rylstone Ambulance Station | Ground | 10 |  |  | RCBO | 1 | 0 |  | HAGER |  | AD 820 T C20 | [5 empty] | RYL-0015 |  |  | 2/6/2022 | 2 - Normal | 2 - Medium | 1 - Excellent |  | 3 - Normal
Rylstone Health Service | Rylstone Ambulance Station | Ground | 10 |  |  | Thermal Heat Detector | 1 | 0 | [12 empty] | 2/6/2022 | 2 - Normal | 2 - Medium | 1 - Excellent |  | 3 - Normal
Rylstone Health Service | Rylstone Ambulance Station | Ground | 10 | Larger roller door | RYL-0020 | Automatic Roller Door | 1 | RYL-0020 |  | Austral Monsoon |  |  |  |  | 3.3 | 7 |  |  |  |  | 2/6/2022 | 2 - Normal | 2 - Medium | 1 - Excellent |  | 3 - Normal
Rylstone Health Service | Rylstone Ambulance Station | Ground | 10 | Smaller roller door | RYL-0021 | Automatic Roller Door | 1 | RYL-0021 |  | Austral Monsoon |  |  |  |  | 3.3 | 4 |  |  |  |  | 2/6/2022 | 2 - Normal | 2 - Medium | 1 - Excellent |  | 3 - Normal
Rylstone Health Station | Rylstone Ambulance Station | Ground | 10 | Larger roller door |  | Automatic Roller Door Motor | 1 | 0 |  | Grifco | 1/6/2018 | EDH102 | 185200982 | [7 empty] | 2/6/2022 | 2 - Normal | 2 - Medium | 1 - Excellent |  | 3 - Normal
Rylstone Health Service | Rylstone Ambulance Station | Ground | 10 | Smaller roller door |  | Automatic Roller Door Motor | 1 | 0 |  | Grifco | 1/6/2018 | EDH102 | 185200942 | [7 empty] | 2/6/2022 | 2 - Normal | 2 - Medium | 1 - Excellent |  | 3 - Normal
Rylstone Health Service | Rylstone Ambulance Station | Ground | 12 | Rear station caged area | RYL-0022 | Oil Separator Tank | 1 | RYL-0022 |  | Industrial separation systems |  | V15 A | 3391H4 | [7 empty] | 2/6/2022 | 2 - Normal | 2 - Medium | 1 - Excellent |  | 3 - Normal
Rylstone Health Service | Rylstone Ambulance Station | Ground | 12 | Rear station caged area | RYL-0023 | Oil Separator Pump | 1 | RYL-0023 |  | Mono |  | CP25 | [8 empty] | 2/6/2022 | 2 - Normal | 2 - Medium | 1 - Excellent |  | 3 - Normal
Rylstone Health Service | Rylstone Ambulance Station | Ground | 12 | Rear station caged area | RYL-0024 | A/C Unit Split (Outdoor) | 1 | RYL-0024 |  | Mitsubishi Electric | 1/11/2003 | PUMY-P125VMA | 4YHOO117 | [7 empty] | 2/6/2022 | 2 - Normal | 2 - Medium | 1 - Excellent |  | 3 - Normal
Rylstone Health Service | Rylstone Ambulance Station | Ground | 12 | Rear station caged area | RYL-0025 | Hot Water Heater | 1 | RYL-0025 |  | Rinnai |  | REU-V2626W-AK | 04.08-002031 | [7 empty] | 2/6/2022 | 2 - Normal | 2 - Medium | 1 - Excellent |  | 3 - Normal
Rylstone Health Service | Rylstone Ambulance Station | Ground | 11 |  |  | Smoke Detector | 1 | 0 | [12 empty] | 2/6/2022 | 2 - Normal | 2 - Medium | 1 - Excellent |  | 3 - Normal
Rylstone Health Service | Rylstone Ambulance Station | Ground | 11 |  |  | Smoke Detector (Concealed) | 1 | 0 | [12 empty] | 2/6/2022 | 2 - Normal | 2 - Medium | 1 - Excellent |  | 3 - Normal
Rylstone Health Service | Rylstone Ambulance Station | Ground | 11 |  | RLY-0019 | A/C Unit Split (Indoor) | 1 | RLY-0019 |  | Mitsubishi Electric | 1/1/2004 | EKFY-E25VAM-A | 41H02039 | [7 empty] | 2/6/2022 | 2 - Normal | 2 - Medium | 1 - Excellent |  | 3 - Normal
Oberon Ambulance Station | Oberon Ambulance Station | Ground | 1 |  | OBE-0001 | Fire Extinguisher (Dry Chemical) | 1 | OBE-0001 | [12 empty] | 3/6/2022 | 2 - Normal | 2 - Medium | 1 - Excellent |  | 3 - Normal
Oberon Ambulance Station | Oberon Ambulance Station | Ground | 2 |  | OBE-0002 | EKA controller box | 1 | OBE-0002 | [12 empty] | 3/6/2022 | 2 - Normal | 2 - Medium | 1 - Excellent |  | 3 - Normal
Oberon Ambulance Station | Oberon Ambulance Station | Ground | 2 |  | OBE-0003 | Main Switchboard | 1 | OBE-0003 | [12 empty] | 3/6/2022 | 2 - Normal | 2 - Medium | 1 - Excellent |  | 3 - Normal
Oberon Ambulance Station | Oberon Ambulance Station | Ground | 2 |  |  | RCBO | 3 | 0 |  | Hager |  | ADC310T C16 | [5 empty] | OBE-0003 |  |  | 3/6/2022 | 2 - Normal | 2 - Medium | 1 - Excellent |  | 3 - Normal
Oberon Ambulance Station | Oberon Ambulance Station | Ground | 2 |  |  | RCBO | 3 | 0 |  | Hager |  | ADC310T C16 | [5 empty] | OBE-0003 |  |  | 3/6/2022 | 2 - Normal | 2 - Medium | 1 - Excellent |  | 3 - Normal
Oberon Ambulance Station | Oberon Ambulance Station | Ground | 2 |  |  | RCBO | 3 | 0 |  | Hager |  | ADC310T C16 | [5 empty] | OBE-0003 |  |  | 3/6/2022 | 2 - Normal | 2 - Medium | 1 - Excellent |  | 3 - Normal
Oberon Ambulance Station | Oberon Ambulance Station | Ground | 2 |  |  | RCBO | 1 | 0 |  | General Electric |  | DDM60 C20 | [5 empty] | OBE-0003 |  |  | 3/6/2022 | 2 - Normal | 2 - Medium | 1 - Excellent |  | 3 - Normal
Oberon Ambulance Station | Oberon Ambulance Station | Ground | 2 |  |  | Wallmount Battery Charger | 1 | 0 |  | Durst |  | BCSW - 1225 BS | [8 empty] | 3/6/2022 | 2 - Normal | 2 - Medium | 1 - Excellent |  | 3 - Normal
Oberon Ambulance Station | Oberon Ambulance Station | Ground | 2 |  |  | Vehicle Battery Charger | 1 | 0 |  | Durst |  | BCS-1225C | A91214133 | [7 empty] | 3/6/2022 | 2 - Normal | 2 - Medium | 1 - Excellent |  | 3 - Normal
Oberon Ambulance Station | Oberon Ambulance Station | Ground | 2 |  |  | Wallmount Battery Charger | 1 | 0 |  | Durst |  | BCSW - 1225 B | 122913 | [7 empty] | 3/6/2022 | 2 - Normal | 2 - Medium | 1 - Excellent |  | 3 - Normal
Oberon Ambulance Station | Oberon Ambulance Station | Ground | 2 |  |  | Vehicle Battery Charger | 1 | 0 |  | Durst |  | BCS-1225C | A90416028 | [7 empty] | 3/6/2022 | 2 - Normal | 2 - Medium | 1 - Excellent |  | 3 - Normal
Oberon Ambulance Station | Oberon Ambulance Station | Ground | 2 |  | OBE-0004 | Pressure Cleaner | 1 | OBE-0004 |  | Ryobi |  | RPW140SO | 1909 | [7 empty] | 3/6/2022 | 2 - Normal | 2 - Medium | 1 - Excellent |  | 3 - Normal
Oberon Ambulance Station | Oberon Ambulance Station | Ground | 2 |  |  | Vehicle Battery Charger | 1 | 0 |  | Durst |  | BCS-1215B | A90800358 | [7 empty] | 3/6/2022 | 2 - Normal | 2 - Medium | 1 - Excellent |  | 3 - Normal
Oberon Ambulance Station | Oberon Ambulance Station | Ground | 2 | Between roller doors | OBE-0006 | Fire Extinguisher (Dry Chemical) | 1 | OBE-0006 | [12 empty] | 3/6/2022 | 2 - Normal | 2 - Medium | 1 - Excellent |  | 3 - Normal
Oberon Ambulance Station | Oberon Ambulance Station | Ground | 2 | Between roller doors | OBE-0005 | Fire Extinguisher (Water) | 1 | OBE-0005 | [12 empty] | 3/6/2022 | 2 - Normal | 2 - Medium | 1 - Excellent |  | 3 - Normal
Oberon Ambulance Station | Oberon Ambulance Station | Ground | 2 | Closest to road | OBE-0007 | Automatic Roller Door | 1 | OBE-0007 | [6 empty] | 2.7 | 3.6 |  |  |  |  | 3/6/2022 | 2 - Normal | 2 - Medium | 1 - Excellent |  | 3 - Normal
Oberon Ambulance Station | Oberon Ambulance Station | Ground | 2 | Centre roller door | OBE-0008 | Automatic Roller Door | 1 | OBE-0008 | [6 empty] | 2.8 | 3.6 |  |  |  |  | 3/6/2022 | 2 - Normal | 2 - Medium | 1 - Excellent |  | 3 - Normal
Oberon Ambulance Station | Oberon Ambulance Station | Ground |  | Closest to station | OBE-0009 | Automatic Roller Door | 1 | OBE-0009 | [6 empty] | 2.8 | 3.6 |  |  |  |  | 3/6/2022 | 2 - Normal | 2 - Medium | 1 - Excellent |  | 3 - Normal
Oberon Ambulance Station | Oberon Ambulance Station | Ground | 2 | Door closest to road |  | Automatic Roller Door Motor | 1 | 0 |  | Merlin | 28/10/2013 | MR850EVO | [8 empty] | 3/6/2022 | 2 - Normal | 2 - Medium | 1 - Excellent |  | 3 - Normal
Oberon Ambulance Station | Oberon Ambulance Station | Ground | 2 | Centre roller door |  | Automatic Roller Door Motor | 1 | 0 |  | Automatic Technology Australia |  | Axess pro 3100 V1 14522 | 10854 | [7 empty] | 3/6/2022 | 2 - Normal | 2 - Medium | 1 - Excellent |  | 3 - Normal
Oberon Ambulance Station | Oberon Ambulance Station | Ground | 2 | Closest to station |  | Automatic Roller Door Motor | 1 | 0 |  | Automatic Technology Australia |  | Axess pro 3100 V1 14522 | 10823 | [7 empty] | 3/6/2022 | 2 - Normal | 2 - Medium | 1 - Excellent |  | 3 - Normal
Oberon Ambulance Station | Oberon Ambulance Station | Ground | 3 |  | OBE-0010 | Safe | 1 | OBE-0010 |  | Guardall | [10 empty] | 3/6/2022 | 2 - Normal | 2 - Medium | 1 - Excellent |  | 3 - Normal
Oberon Ambulance Station | Oberon Ambulance Station | Ground | 2 |  |  | Thermal Heat Detector | 1 | 0 | [12 empty] | 3/6/2022 | 2 - Normal | 2 - Medium | 1 - Excellent |  | 3 - Normal
Oberon Ambulance Station | Oberon Ambulance Station | Ground | 4 |  |  | Thermal Heat Detector | 1 | 0 | [12 empty] | 3/6/2022 | 2 - Normal | 2 - Medium | 1 - Excellent |  | 3 - Normal
Oberon Ambulance Station | Oberon Ambulance Station | Ground | 4 |  | OBE-0011 | Fire Blanket | 1 | OBE-0011 | [12 empty] | 3/6/2022 | 2 - Normal | 2 - Medium | 1 - Excellent |  | 3 - Normal
Oberon Ambulance Station | Oberon Ambulance Station | Ground | 4 |  | OBE-0012 | A/C Unit Singular | 1 | OBE-0012 |  | Kelvinator | [10 empty] | 3/6/2022 | 2 - Normal | 2 - Medium | 1 - Excellent |  | 3 - Normal
Oberon Ambulance Station | Oberon Ambulance Station | Ground | 8 |  | OBE-0013 | Hot Water Heater | 1 | OBE-0013 |  | Thermalec | 1/2/2011 | IM2501T36 | 2501T36A110216230 | 250 | [6 empty] | 3/6/2022 | 2 - Normal | 2 - Medium | 1 - Excellent |  | 3 - Normal
Oberon Ambulance Station | Oberon Ambulance Station | Ground | 10 |  |  | Smoke Detector | 1 | 0 |  | Brooks | [10 empty] | 3/6/2022 | 2 - Normal | 2 - Medium | 1 - Excellent |  | 3 - Normal
Oberon Ambulance Station | Oberon Ambulance Station | Ground | 13 |  |  | Fire Extinguisher (Dry Chemical) | 1 | 0 | [12 empty] | 3/6/2022 | 2 - Normal | 2 - Medium | 1 - Excellent |  | 3 - Normal
Oberon Ambulance Station | Oberon Ambulance Station | Ground | 14 |  | OBE-0015 | Rain water tank motor | 1 | OBE-0015 |  | Davey |  | HM60-08T-1 | 1.50381E+11 | [7 empty] | 3/6/2022 | 2 - Normal | 2 - Medium | 1 - Excellent |  | 3 - Normal
Oberon Ambulance Station | Oberon Ambulance Station | Ground | 14 |  | OBE-0016 | Rain water tank (pump) | 1 | OBE-0016 |  | Davey | [10 empty] | 3/6/2022 | 2 - Normal | 2 - Medium | 1 - Excellent |  | 3 - Normal
Oberon Ambulance Station | Oberon Ambulance Station | Ground | 14 |  | OBE-0017 | Rain water tank | 1 | OBE-0017 |  | Rapidplas |  |  | 52510 | 22,500 | [6 empty] | 3/6/2022 | 2 - Normal | 2 - Medium | 1 - Excellent |  | 3 - Normal
Oberon Ambulance Station | Oberon Ambulance Station | Ground | 14 |  | OBE-0018 | Distribution Board | 1 | OBE-0018 | [12 empty] | 3/6/2022 | 2 - Normal | 2 - Medium | 1 - Excellent |  | 3 - Normal
Orange Ambulance Station | Orange Ambulance Station | Ground | 1 |  |  | Emergency Exit Light (Green) | 1 | 0 |  | Clevertronics | [10 empty] | 14/6/2022 | 2 - Normal | 2 - Medium | 1 - Excellent |  | 3 - Normal
Orange Ambulance Station | Orange Ambulance Station | Ground | 1 |  |  | Emergency Exit Light (Spitfire) | 1 | 0 | [12 empty] | 14/6/2022 | 2 - Normal | 2 - Medium | 1 - Excellent |  | 3 - Normal
Orange Ambulance Station | Orange Ambulance Station | Ground | 1 |  |  | Smoke Detector | 1 | 0 | [12 empty] | 14/6/2022 | 2 - Normal | 2 - Medium | 1 - Excellent |  | 3 - Normal
Orange Ambulance Station | Orange Ambulance Station | Ground | 3 |  |  | Smoke Detector | 1 | 0 | [12 empty] | 14/6/2022 | 2 - Normal | 2 - Medium | 1 - Excellent |  | 3 - Normal
Orange Ambulance Station | Orange Ambulance Station | Ground | 3 |  |  | Emergency Exit Light (Spitfire) | 1 | 0 | [12 empty] | 14/6/2022 | 2 - Normal | 2 - Medium | 1 - Excellent |  | 3 - Normal
Orange Ambulance Station | Orange Ambulance Station | Ground | 3 |  |  | Emergency Exit Light (Green) | 1 | 0 |  | Clevertronics | [10 empty] | 14/6/2022 | 2 - Normal | 2 - Medium | 1 - Excellent |  | 3 - Normal
Orange Ambulance Station | Orange Ambulance Station | Ground | 3 |  | ORA-0001 | A/C Unit Split (Indoor) | 1 | ORA-0001 |  | Daikin |  | FTXM71UVMA | E009672 | [7 empty] | 14/6/2022 | 2 - Normal | 2 - Medium | 1 - Excellent |  | 3 - Normal
Orange Ambulance Station | Orange Ambulance Station | Ground | 3 |  | ORA-0002 | Fire Extinguisher (C02) | 1 | ORA-0002 | [12 empty] | 14/6/2022 | 2 - Normal | 2 - Medium | 1 - Excellent |  | 3 - Normal
Orange Ambulance Station | Orange Ambulance Station | Ground | 3 | Kitchen | ORA-0003 | Fire Blanket | 1 | ORA-0003 | [12 empty] | 14/6/2022 | 2 - Normal | 2 - Medium | 1 - Excellent |  | 3 - Normal
Orange Ambulance Station | Orange Ambulance Station | Ground | 4 |  |  | Emergency Exit Light (Green) | 1 | 0 |  | Pierlite | [10 empty] | 14/6/2022 | 2 - Normal | 2 - Medium | 1 - Excellent |  | 3 - Normal
Orange Ambulance Station | Orange Ambulance Station | Ground | 4 |  |  | Smoke Detector | 1 | 0 | [12 empty] | 14/6/2022 | 2 - Normal | 2 - Medium | 1 - Excellent |  | 3 - Normal
Orange Ambulance Station | Orange Ambulance Station | Ground | 4 |  |  | Emergency Exit Light (Spitfire) | 1 | 0 | [12 empty] | 14/6/2022 | 2 - Normal | 2 - Medium | 1 - Excellent |  | 3 - Normal
Orange Ambulance Station | Orange Ambulance Station | Ground | 5 |  |  | Smoke Detector | 1 | 0 | [12 empty] | 14/6/2022 | 2 - Normal | 2 - Medium | 1 - Excellent |  | 3 - Normal
Orange Ambulance Station | Orange Ambulance Station | Ground | 6 | Above door to station |  | Emergency Exit Light (Green) | 1 | 0 |  | Pierlite | [10 empty] | 14/6/2022 | 2 - Normal | 2 - Medium | 1 - Excellent |  | 3 - Normal
Orange Ambulance Station | Orange Ambulance Station | Ground | 6 | Next to exit roller door | ORA-0004 | Hot Water Heater | 1 | ORA-0004 |  | Radiant |  | 250A136 | 12092720193H | 250 | [6 empty] | 14/6/2022 | 2 - Normal | 2 - Medium | 2 |  | 3 - Normal
Orange Ambulance Station | Orange Ambulance Station | Ground | 6 | Exit roller door |  | Automatic Roller Door Motor | 1 | 0 |  | Grifco | 1/8/2017 | EDH102 | 177410083 | [7 empty] | 14/6/2022 | 2 - Normal | 2 - Medium | 1 - Excellent |  | 3 - Normal
Orange Ambulance Station | Orange Ambulance Station | Ground | 6 | Side wall near exit roller door | ORA-0005 | Fire Extinguisher (Water) | 1 | ORA-0005 | [12 empty] | 14/6/2022 | 2 - Normal | 2 - Medium | 1 - Excellent |  | 3 - Normal
Orange Ambulance Station | Orange Ambulance Station | Ground | 6 | Side wall middle | ORA-0006 | Fire Extinguisher (FOAM) | 1 | ORA-0006 | [12 empty] | 14/6/2022 | 2 - Normal | 2 - Medium | 1 - Excellent |  | 3 - Normal
Orange Ambulance Station | Orange Ambulance Station | Ground | 6 |  |  | Wallmount Battery Charger | 1 | 0 |  | Durst |  | BCSW-1225 BS | [8 empty] | 14/6/2022 | 2 - Normal | 2 - Medium | 1 - Excellent |  | 3 - Normal
Orange Ambulance Station | Orange Ambulance Station | Ground | 6 |  |  | Vehicle Battery Charger | 1 | 0 |  | Durst |  | BCS-1225C | A90800197 | [7 empty] | 14/6/2022 | 2 - Normal | 2 - Medium | 1 - Excellent |  | 3 - Normal
Orange Ambulance Station | Orange Ambulance Station | Ground | 6 |  |  | Wallmount Battery Charger | 1 | 0 |  | Durst |  | BCSW - 1225 B | [8 empty] | 14/6/2022 | 2 - Normal | 2 - Medium | 1 - Excellent |  | 3 - Normal
Orange Ambulance Station | Orange Ambulance Station | Ground | 6 |  |  | Vehicle Battery Charger | 1 | 0 |  | Durst |  | BCS-1225C | A91017165 | [7 empty] | 14/6/2022 | 2 - Normal | 2 - Medium | 1 - Excellent |  | 3 - Normal
Orange Ambulance Station | Orange Ambulance Station | Ground | 6 |  |  | Wallmount Battery Charger | 1 | 0 |  | BCSW - 1225 BS | [10 empty] | 14/6/2022 | 2 - Normal | 2 - Medium | 1 - Excellent |  | 3 - Normal
Orange Ambulance Station | Orange Ambulance Station | Ground | 6 |  |  | Vehicle Battery Charger | 1 | 0 |  | Durst |  | BCS-1225C | A90800196 | [7 empty] | 14/6/2022 | 2 - Normal | 2 - Medium | 1 - Excellent |  | 3 - Normal
Orange Ambulance Station | Orange Ambulance Station | Ground | 6 |  |  | Wallmount Battery Charger | 1 | 0 |  | Durst |  | BCSW - 1245 B | 126058 | [7 empty] | 14/6/2022 | 2 - Normal | 2 - Medium | 1 - Excellent |  | 3 - Normal
Orange Ambulance Station | Orange Ambulance Station | Ground | 6 |  |  | Vehicle Battery Charger | 1 | 0 |  | Durst |  | BCSW-1245 | A90821071 | [7 empty] | 14/6/2022 | 2 - Normal | 2 - Medium | 1 - Excellent |  | 3 - Normal
Orange Ambulance Station | Orange Ambulance Station | Ground | 6 | Near real roller door | ORA-0007 | Fire Extinguisher (Dry Chemical) | 1 | ORA-0007 | [12 empty] | 14/6/2022 | 2 - Normal | 2 - Medium | 1 - Excellent |  | 3 - Normal
Orange Ambulance Station | Orange Ambulance Station | Ground | 6 |  |  | Wallmount Battery Charger | 1 | 0 |  | Durst |  | BCSW - 1245 B | 125706 | [7 empty] | 14/6/2022 | 2 - Normal | 2 - Medium | 1 - Excellent |  | 3 - Normal
Orange Ambulance Station | Orange Ambulance Station | Ground | 6 |  |  | Vehicle Battery Charger | 1 | 0 |  | Durst |  | BCS-1245C | A91220010 | [7 empty] | 14/6/2022 | 2 - Normal | 2 - Medium | 1 - Excellent |  | 3 - Normal
Orange Ambulance Station | Orange Ambulance Station | Ground | 6 |  | ORA-0008 | Vehicle Hoist | 1 | ORA-0008 |  | Powerrex Korea | 1/12/2019 | SL-6000 | SL 60TL107 | [7 empty] | 14/6/2022 | 2 - Normal | 2 - Medium | 1 - Excellent |  | 3 - Normal
Orange Ambulance Station | Orange Ambulance Station | Ground | 6 |  |  | Wallmount Battery Charger | 1 | 0 |  | Durst |  | BCSW - 1225 BS | 122139 | [7 empty] | 14/6/2022 | 2 - Normal | 2 - Medium | 1 - Excellent |  | 3 - Normal
Orange Ambulance Station | Orange Ambulance Station | Ground | 6 |  |  | Vehicle Battery Charger | 1 | 0 |  | Durst |  | BCSW-1245 | A90821055 | [7 empty] | 14/6/2022 | 2 - Normal | 2 - Medium | 1 - Excellent |  | 3 - Normal
Orange Ambulance Station | Orange Ambulance Station | Ground | 6 |  |  | Wallmount Battery Charger | 1 | 0 |  | Durst |  | BCSW - 1245 B | 125686 | [7 empty] | 14/6/2022 | 2 - Normal | 2 - Medium | 1 - Excellent |  | 3 - Normal
Orange Ambulance Station | Orange Ambulance Station | Ground | 6 |  |  | Vehicle Battery Charger | 1 | 0 |  | Durst |  | BCS-1245C | A90121018 | [7 empty] | 14/6/2022 | 2 - Normal | 2 - Medium | 1 - Excellent |  | 3 - Normal
Orange Ambulance Station | Orange Ambulance Station | Ground | 6 |  |  | Emergency Floodlight | 2 | 0 | [12 empty] | 14/6/2022 | 2 - Normal | 2 - Medium | 1 - Excellent |  | 3 - Normal
Orange Ambulance Station | Orange Ambulance Station | Ground | 6 |  |  | Emergency Floodlight | 2 | 0 | [12 empty] | 14/6/2022 | 2 - Normal | 2 - Medium | 1 - Excellent |  | 3 - Normal
Orange Ambulance Station | Orange Ambulance Station | Ground | 6 |  |  | Wallmount Battery Charger | 1 | 0 |  | Durst |  | BCSW - 1225 BS | [8 empty] | 14/6/2022 | 2 - Normal | 2 - Medium | 1 - Excellent |  | 3 - Normal
Orange Ambulance Station | Orange Ambulance Station | Ground | 6 |  |  | Vehicle Battery Charger | 1 | 0 |  | Durst |  | BCS-1225C | A90610155 | [7 empty] | 14/6/2022 | 2 - Normal | 2 - Medium | 1 - Excellent |  | 3 - Normal
Orange Ambulance Station | Orange Ambulance Station | Ground | 6 |  |  | Wallmount Battery Charger | 1 | 0 |  | Durst |  | BCSW - 1225 BS | [8 empty] | 14/6/2022 | 2 - Normal | 2 - Medium | 1 - Excellent |  | 3 - Normal
Orange Ambulance Station | Orange Ambulance Station | Ground | 6 |  |  | Vehicle Battery Charger | 1 | 0 |  | Durst |  | BCS-1225C | A90800236 | [7 empty] | 14/6/2022 | 2 - Normal | 2 - Medium | 1 - Excellent |  | 3 - Normal
Orange Ambulance Station | Orange Ambulance Station | Ground | 6 | Side wall | ORA-0009 | Fire Extinguisher (FOAM) | 1 | ORA-0009 | [12 empty] | 14/6/2022 | 2 - Normal | 2 - Medium | 1 - Excellent |  | 3 - Normal
Orange Ambulance Station | Orange Ambulance Station | Ground | 6 | Under sink | ORA-0010 | Hot Water Heater | 1 | ORA-0010 |  | Thermann | 30/11/2020 | 50THMS136 | 2.01131E+11 | 50 | [6 empty] | 14/6/2022 | 2 - Normal | 2 - Medium | 1 - Excellent |  | 3 - Normal
Orange Ambulance Station | Orange Ambulance Station | Ground | 6 |  | ORA-0011 | Solar Inverter | 1 | ORA-0011 |  | SMA SOLAR TECHNOLOGY | 14/3/2021 | Sunny Tripower STP8.0-3AV-40 | 3009012216 | [7 empty] | 14/6/2022 | 2 - Normal | 2 - Medium | 1 - Excellent |  | 3 - Normal
Orange Ambulance Station | Orange Ambulance Station | Ground | 6 |  | ORA-0012 | Solar Inverter | 1 | ORA-0012 |  | SMA SOLAR TECHNOLOGY | 14/3/2021 | Sunny Tripower STP8.0-3AV-40 | 3009012071 | [7 empty] | 14/6/2022 | 2 - Normal | 2 - Medium | 1 - Excellent |  | 3 - Normal
Orange Ambulance Station | Orange Ambulance Station | Ground | 6 |  | ORA-0013 | Main Switchboard | 1 | ORA-0013 |  | Butler & Reardon | [10 empty] | 14/6/2022 | 2 - Normal | 2 - Medium | 1 - Excellent |  | 3 - Normal
Orange Ambulance Station | Orange Ambulance Station | Ground | 6 | Next to MSB | ORA-0014 | Distribution Board | 1 | ORA-0014 | [12 empty] | 14/6/2022 | 2 - Normal | 2 - Medium | 1 - Excellent |  | 3 - Normal
Orange Ambulance Station | Orange Ambulance Station | Ground | 6 | DB next to MSB |  | RCBO | 7 | 0 |  | Clipsal |  | RCBE220/30S C20 | [5 empty] | ORA-0014 |  |  | 14/6/2022 | 2 - Normal | 2 - Medium | 1 - Excellent |  | 3 - Normal
Orange Ambulance Station | Orange Ambulance Station | Ground | 6 | DB next to MSB |  | RCBO | 7 | 0 |  | Clipsal |  | RCBE220/30S C20 | [5 empty] | ORA-0014 |  |  | 14/6/2022 | 2 - Normal | 2 - Medium | 1 - Excellent |  | 3 - Normal
Orange Ambulance Station | Orange Ambulance Station | Ground | 6 | DB next to MSB |  | RCBO | 7 | 0 |  | Clipsal |  | RCBE220/30S C20 | [5 empty] | ORA-0014 |  |  | 14/6/2022 | 2 - Normal | 2 - Medium | 1 - Excellent |  | 3 - Normal
Orange Ambulance Station | Orange Ambulance Station | Ground | 6 | DB next to MSB |  | RCBO | 7 | 0 |  | Clipsal |  | RCBE220/30S C20 | [5 empty] | ORA-0014 |  |  | 14/6/2022 | 2 - Normal | 2 - Medium | 1 - Excellent |  | 3 - Normal
Orange Ambulance Station | Orange Ambulance Station | Ground | 6 | DB next to MSB |  | RCBO | 7 | 0 |  | Clipsal |  | RCBE220/30S C20 | [5 empty] | ORA-0014 |  |  | 14/6/2022 | 2 - Normal | 2 - Medium | 1 - Excellent |  | 3 - Normal
Orange Ambulance Station | Orange Ambulance Station | Ground | 6 | DB next to MSB |  | RCBO | 7 | 0 |  | Clipsal |  | RCBE220/30S C20 | [5 empty] | ORA-0014 |  |  | 14/6/2022 | 2 - Normal | 2 - Medium | 1 - Excellent |  | 3 - Normal
Orange Ambulance Station | Orange Ambulance Station | Ground | 6 | DB next to MSB |  | RCBO | 7 | 0 |  | Clipsal |  | RCBE220/30S C20 | [5 empty] | ORA-0014 |  |  | 14/6/2022 | 2 - Normal | 2 - Medium | 1 - Excellent |  | 3 - Normal
Orange Ambulance Station | Orange Ambulance Station | Ground | 6 | DB next to MSB |  | RCBO | 8 | 0 |  | Clipsal |  | RCBE216/30S C16 | [5 empty] | ORA-0014 |  |  | 14/6/2022 | 2 - Normal | 2 - Medium | 1 - Excellent |  | 3 - Normal
Orange Ambulance Station | Orange Ambulance Station | Ground | 6 | DB next to MSB |  | RCBO | 8 | 0 |  | Clipsal |  | RCBE216/30S C16 | [5 empty] | ORA-0014 |  |  | 14/6/2022 | 2 - Normal | 2 - Medium | 1 - Excellent |  | 3 - Normal
Orange Ambulance Station | Orange Ambulance Station | Ground | 6 | DB next to MSB |  | RCBO | 8 | 0 |  | Clipsal |  | RCBE216/30S C16 | [5 empty] | ORA-0014 |  |  | 14/6/2022 | 2 - Normal | 2 - Medium | 1 - Excellent |  | 3 - Normal
Orange Ambulance Station | Orange Ambulance Station | Ground | 6 | DB next to MSB |  | RCBO | 8 | 0 |  | Clipsal |  | RCBE216/30S C16 | [5 empty] | ORA-0014 |  |  | 14/6/2022 | 2 - Normal | 2 - Medium | 1 - Excellent |  | 3 - Normal
Orange Ambulance Station | Orange Ambulance Station | Ground | 6 | DB next to MSB |  | RCBO | 8 | 0 |  | Clipsal |  | RCBE216/30S C16 | [5 empty] | ORA-0014 |  |  | 14/6/2022 | 2 - Normal | 2 - Medium | 1 - Excellent |  | 3 - Normal
Orange Ambulance Station | Orange Ambulance Station | Ground | 6 | DB next to MSB |  | RCBO | 8 | 0 |  | Clipsal |  | RCBE216/30S C16 | [5 empty] | ORA-0014 |  |  | 14/6/2022 | 2 - Normal | 2 - Medium | 1 - Excellent |  | 3 - Normal
Orange Ambulance Station | Orange Ambulance Station | Ground | 6 | DB next to MSB |  | RCBO | 8 | 0 |  | Clipsal |  | RCBE216/30S C16 | [5 empty] | ORA-0014 |  |  | 14/6/2022 | 2 - Normal | 2 - Medium | 1 - Excellent |  | 3 - Normal
Orange Ambulance Station | Orange Ambulance Station | Ground | 6 | DB next to MSB |  | RCBO | 8 | 0 |  | Clipsal |  | RCBE216/30S C16 | [5 empty] | ORA-0014 |  |  | 14/6/2022 | 2 - Normal | 2 - Medium | 1 - Excellent |  | 3 - Normal
Orange Ambulance Station | Orange Ambulance Station | Ground | 6 | DB next to MSB |  | RCBO | 3 | 0 |  | Clipsal |  | RCBE210/30S C10 | [5 empty] | ORA-0014 |  |  | 14/6/2022 | 2 - Normal | 2 - Medium | 1 - Excellent |  | 3 - Normal
Orange Ambulance Station | Orange Ambulance Station | Ground | 6 | DB next to MSB |  | RCBO | 3 | 0 |  | Clipsal |  | RCBE210/30S C10 | [5 empty] | ORA-0014 |  |  | 14/6/2022 | 2 - Normal | 2 - Medium | 1 - Excellent |  | 3 - Normal
Orange Ambulance Station | Orange Ambulance Station | Ground | 6 | DB next to MSB |  | RCBO | 3 | 0 |  | Clipsal |  | RCBE210/30S C10 | [5 empty] | ORA-0014 |  |  | 14/6/2022 | 2 - Normal | 2 - Medium | 1 - Excellent |  | 3 - Normal
Orange Ambulance Station | Orange Ambulance Station | Ground | 6 | DB next to MSB |  | RCBO | 1 | 0 |  | Clipsal |  | 4RCBE420/30 C20 | [5 empty] | ORA-0014 |  |  | 14/6/2022 | 2 - Normal | 2 - Medium | 1 - Excellent |  | 3 - Normal
Orange Ambulance Station | Orange Ambulance Station | Ground | 6 | DB next to MSB |  | RCBO | 1 | 0 |  | Clipsal |  | 4RCBE416/30 C16 | [5 empty] | ORA-0014 |  |  | 14/6/2022 | 2 - Normal | 2 - Medium | 1 - Excellent |  | 3 - Normal
Orange Ambulance Station | Orange Ambulance Station | Ground | 6 | Near entry roller door | ORA-0015 | Fire Hose Reel | 1 | ORA-0015 | [12 empty] | 14/6/2022 | 2 - Normal | 2 - Medium | 1 - Excellent |  | 3 - Normal
Orange Ambulance Station | Orange Ambulance Station | Ground | 6 | Entry roller door motor |  | Automatic Roller Door Motor | 1 | 0 |  | Grifco | 1/8/2017 | EDH102 | 177410106 | [7 empty] | 14/6/2022 | 2 - Normal | 2 - Medium | 1 - Excellent |  | 3 - Normal
Orange Ambulance Station | Orange Ambulance Station | Ground | 6 | On top of medical store room |  | A/C Unit Split (Outdoor) | 1 | 0 |  | Daikin | [10 empty] | 14/6/2022 | 2 - Normal | 2 - Medium | 1 - Excellent |  | 3 - Normal
Orange Ambulance Station | Orange Ambulance Station | Ground | 6 | Wall of medical store | ORA-0016 | EKA controller box | 1 | ORA-0016 | [12 empty] | 14/6/2022 | 2 - Normal | 2 - Medium | 1 - Excellent |  | 3 - Normal
Orange Ambulance Station | Orange Ambulance Station | Ground | 7 |  | ORA-0017 | A/C Unit Split (Indoor) | 1 | ORA-0017 |  | Daikin |  | FTXF25QVMA | E020199 | [7 empty] | 14/6/2022 | 2 - Normal | 2 - Medium | 1 - Excellent |  | 3 - Normal
Orange Ambulance Station | Orange Ambulance Station | Ground | 7 |  | ORA-0018 | Safe | 1 | ORA-0018 |  | Guardall | [10 empty] | 14/6/2022 | 2 - Normal | 2 - Medium | 1 - Excellent |  | 3 - Normal
Orange Ambulance Station | Orange Ambulance Station | Ground | 7 |  |  | Smoke Detector | 1 | 0 | [12 empty] | 14/6/2022 | 2 - Normal | 2 - Medium | 1 - Excellent |  | 3 - Normal
Orange Ambulance Station | Orange Ambulance Station | Ground | 6 | Exit roller door | ORA-0019 | Automatic Roller Door | 1 | ORA-0019 |  | Austral Monsoon |  |  |  |  | 3.1 | 3.8 |  |  |  |  | 14/6/2022 | 2 - Normal | 2 - Medium | 2 |  | 3 - Normal
Orange Ambulance Station | Orange Ambulance Station | Ground | 6 | Entry roller door | ORA-0020 | Automatic Roller Door | 1 | ORA-0020 |  | Austral Monsoon |  |  |  |  | 3.1 | 3.8 |  |  |  |  | 14/6/2022 | 2 - Normal | 2 - Medium | 2 |  | 3 - Normal
Orange Ambulance Station | Orange Ambulance Station | Ground | 6 | On top of Gym |  | A/C Unit Split (Outdoor) | 1 | 0 |  | Daikin | [10 empty] | 14/6/2022 | 2 - Normal | 2 - Medium | 1 - Excellent |  | 3 - Normal
Orange Ambulance Station | Orange Ambulance Station | Ground | 6 | Rear of plant room | ORA-0021 | Manual roller door | 1 | ORA-0021 |  | Roll-A-Door |  | Series II Industrial Model | [8 empty] | 14/6/2022 | 2 - Normal | 2 - Medium | 1 - Excellent |  | 3 - Normal
Orange Ambulance Station | Orange Ambulance Station | Ground | 15 | Behind plant room |  | Wallmount Battery Charger | 1 | 0 |  | Durst |  | BCSW - 1225 BS | [8 empty] | 15/6/2022 | 2 - Normal | 2 - Medium | 1 - Excellent |  | 3 - Normal
Orange Ambulance Station | Orange Ambulance Station | Ground | 15 | Behind plant room |  | Vehicle Battery Charger | 1 | 0 |  | Durst |  | BCS-1215B | [8 empty] | 15/6/2022 | 2 - Normal | 2 - Medium | 1 - Excellent |  | 3 - Normal
Orange Ambulance Station | Orange Ambulance Station | Ground | 15 | Behind plant room | ORA-0022 | Oil Separator Tank | 1 | ORA-0022 |  | Industrial separation systems | [10 empty] | 15/6/2022 | 2 - Normal | 2 - Medium | 1 - Excellent |  | 3 - Normal
Orange Ambulance Station | Orange Ambulance Station | Ground | 15 | Behind Plant Room | ORA-0023 | Oil Seperator Induction Motor | 1 | ORA-0023 |  | Weg | [10 empty] | 15/6/2022 | 2 - Normal | 2 - Medium | 1 - Excellent |  | 3 - Normal
Orange Ambulance Station | Orange Ambulance Station | Ground | 15 | Behind plant room | ORA-0024 | Oil Separator Pump | 1 | ORA-0024 |  | Kwikflo | 28/11/2012 | KDS 25-100 | 26665-1 | [7 empty] | 15/6/2022 | 2 - Normal | 2 - Medium | 1 - Excellent |  | 3 - Normal
Orange Ambulance Station | Orange Ambulance Station | Ground | 8 |  |  | A/C Unit Split (Indoor) | 1 | 0 |  | Daikin |  | FTXM35UVMA | E007116 | [7 empty] | 15/6/2022 | 2 - Normal | 2 - Medium | 1 - Excellent |  | 3 - Normal
Orange Ambulance Station | Orange Ambulance Station | Ground | 8 |  |  | Smoke Detector | 1 | 0 | [12 empty] | 15/6/2022 | 2 - Normal | 2 - Medium | 1 - Excellent |  | 3 - Normal
Orange Ambulance Station | Orange Ambulance Station | Ground | 12 |  | ORA-0026 | A/C Unit Split (Indoor) | 1 | ORA-0026 |  | Mitsubishi Electric |  | MSZ-AP25VGD | 0032681T | [7 empty] | 15/6/2022 | 2 - Normal | 2 - Medium | 1 - Excellent |  | 3 - Normal
Orange Ambulance Station | Orange Ambulance Station | Ground | 15 | Side station | ORA-0027 | A/C Unit Split (Outdoor) | 1 | ORA-0027 |  | Daikin |  | RXM71UVMA | E009929 | [7 empty] | 15/6/2022 | 2 - Normal | 2 - Medium | 1 - Excellent |  | 3 - Normal
Orange Ambulance Station | Orange Ambulance Station | Ground | 15 | Side station | ORA-0029 | A/C Unit Split (Outdoor) | 1 | ORA-0029 |  | Mitsubishi Electric |  | MUZ-AP25VGD | 14090 | [7 empty] | 15/6/2022 | 2 - Normal | 2 - Medium | 1 - Excellent |  | 3 - Normal
Orange Ambulance Station | Orange Ambulance Station | Ground | 15 |  |  | Roof Anchor Points | 9 | 0 | [12 empty] | 15/6/2022 | 2 - Normal | 2 - Medium | 1 - Excellent |  | 3 - Normal
Orange Ambulance Station | Orange Ambulance Station | Ground | 15 |  |  | Roof Anchor Points | 9 | 0 | [12 empty] | 15/6/2022 | 2 - Normal | 2 - Medium | 1 - Excellent |  | 3 - Normal
Orange Ambulance Station | Orange Ambulance Station | Ground | 15 |  |  | Roof Anchor Points | 9 | 0 | [12 empty] | 15/6/2022 | 2 - Normal | 2 - Medium | 1 - Excellent |  | 3 - Normal
Orange Ambulance Station | Orange Ambulance Station | Ground | 15 |  |  | Roof Anchor Points | 9 | 0 | [12 empty] | 15/6/2022 | 2 - Normal | 2 - Medium | 1 - Excellent |  | 3 - Normal
Orange Ambulance Station | Orange Ambulance Station | Ground | 15 |  |  | Roof Anchor Points | 9 | 0 | [12 empty] | 15/6/2022 | 2 - Normal | 2 - Medium | 1 - Excellent |  | 3 - Normal
Orange Ambulance Station | Orange Ambulance Station | Ground | 15 |  |  | Roof Anchor Points | 9 | 0 | [12 empty] | 15/6/2022 | 2 - Normal | 2 - Medium | 1 - Excellent |  | 3 - Normal
Orange Ambulance Station | Orange Ambulance Station | Ground | 15 |  |  | Roof Anchor Points | 9 | 0 | [12 empty] | 15/6/2022 | 2 - Normal | 2 - Medium | 1 - Excellent |  | 3 - Normal
Orange Ambulance Station | Orange Ambulance Station | Ground | 15 |  |  | Roof Anchor Points | 9 | 0 | [12 empty] | 15/6/2022 | 2 - Normal | 2 - Medium | 1 - Excellent |  | 3 - Normal
Orange Ambulance Station | Orange Ambulance Station | Ground | 15 |  |  | Roof Anchor Points | 9 | 0 | [12 empty] | 15/6/2022 | 2 - Normal | 2 - Medium | 1 - Excellent |  | 3 - Normal
Molong Ambulance Station (RAIR) | Molong Ambulance Station (RAIR) | Ground | 1 | Above entry door from street |  | Emergency Exit Light (Green) | 1 | 0 |  | Clevertronics |  | Ultrablade | [8 empty] | 15/6/2022 | 2 - Normal | 2 - Medium | 1 - Excellent |  | 3 - Normal
Molong Ambulance Station (RAIR) | Molong Ambulance Station (RAIR) | Ground | 1 | Near entry door | MOL-0001 | Fire Indicator Panel (FIP) | 1 | MOL-0001 |  | Fire Sense |  | FS-1600 | [8 empty] | 15/6/2022 | 2 - Normal | 2 - Medium | 1 - Excellent |  | 3 - Normal
Molong Ambulance Station (RAIR) | Molong Ambulance Station (RAIR) | Ground | 1 | Between lounge and kitchen |  | Smoke Detector | 1 | 0 | [12 empty] | 15/6/2022 | 2 - Normal | 2 - Medium | 1 - Excellent |  | 3 - Normal
Molong Ambulance Station (RAIR) | Molong Ambulance Station (RAIR) | Ground | 1 | Above lounge |  | Smoke Detector | 1 | 0 | [12 empty] | 15/6/2022 | 2 - Normal | 2 - Medium | 1 - Excellent |  | 3 - Normal
Molong Ambulance Station (RAIR) | Molong Ambulance Station (RAIR) | Ground | 1 | Above lounge |  | Emergency Exit Light (Spitfire) | 1 | 0 | [12 empty] | 15/6/2022 | 2 - Normal | 2 - Medium | 1 - Excellent |  | 3 - Normal
Molong Ambulance Station (RAIR) | Molong Ambulance Station (RAIR) | Ground | 1 |  |  | A/C Cassette | 1 | 0 |  | Daikin | [10 empty] | 15/6/2022 | 2 - Normal | 2 - Medium | 1 - Excellent |  | 3 - Normal
Molong Ambulance Station (RAIR) | Molong Ambulance Station (RAIR) | Ground | 2 |  |  | Emergency Exit Light (Green) | 1 | 0 |  | Clevertronics |  | Ultrablade | [8 empty] | 15/6/2022 | 2 - Normal | 2 - Medium | 1 - Excellent |  | 3 - Normal
Molong Ambulance Station (RAIR) | Molong Ambulance Station (RAIR) | Ground | 2 |  |  | Emergency Exit Light (Spitfire) | 1 | 0 | [12 empty] | 15/6/2022 | 2 - Normal | 2 - Medium | 1 - Excellent |  | 3 - Normal
Molong Ambulance Station (RAIR) | Molong Ambulance Station (RAIR) | Ground | 2 |  |  | Thermal Heat Detector | 1 | 0 | [12 empty] | 15/6/2022 | 2 - Normal | 2 - Medium | 1 - Excellent |  | 3 - Normal
Molong Ambulance Station (RAIR) | Molong Ambulance Station (RAIR) | Ground | 2 |  | MOL-0002 | Fire Blanket | 1 | MOL-0002 | [12 empty] | 15/6/2022 | 2 - Normal | 2 - Medium | 1 - Excellent |  | 3 - Normal
Molong Ambulance Station (RAIR) | Molong Ambulance Station (RAIR) | Ground | 2 |  | MOL-0003 | Fie Extinguisher (Powder) | 1 | MOL-0003 | [12 empty] | 15/6/2022 | 2 - Normal | 2 - Medium | 1 - Excellent |  | 3 - Normal
Molong Ambulance Station (RAIR) | Molong Ambulance Station (RAIR) | Ground | 2 | Under sink | MOL-0004 | Billi Hot Water Service | 1 | MOL-0004 |  | Billi |  | Quadra 460XL 904060 LCH | Q 02 66 5575 LCH | [7 empty] | 15/6/2022 | 2 - Normal | 2 - Medium | 1 - Excellent |  | 3 - Normal
Molong Ambulance Station (RAIR) | Molong Ambulance Station (RAIR) | Ground | 3 |  |  | Smoke Detector | 1 | 0 | [12 empty] | 15/6/2022 | 2 - Normal | 2 - Medium | 1 - Excellent |  | 3 - Normal
Molong Ambulance Station (RAIR) | Molong Ambulance Station (RAIR) | Ground | 3 |  |  | Emergency Exit Light (Spitfire) | 1 | 0 | [12 empty] | 15/6/2022 | 2 - Normal | 2 - Medium | 1 - Excellent |  | 3 - Normal
Molong Ambulance Station (RAIR) | Molong Ambulance Station (RAIR) | Ground | 3 |  |  | Emergency Exit Light (Green) | 1 | 0 |  | Clevertronics |  | Ultrablade | [8 empty] | 15/6/2022 | 2 - Normal | 2 - Medium | 1 - Excellent |  | 3 - Normal
Molong Ambulance Station (RAIR) | Molong Ambulance Station (RAIR) | Ground | 4 |  |  | Emergency Exit Light (Spitfire) | 1 | 0 | [12 empty] | 15/6/2022 | 2 - Normal | 2 - Medium | 1 - Excellent |  | 3 - Normal
Molong Ambulance Station (RAIR) | Molong Ambulance Station (RAIR) | Ground | 4 |  |  | Smoke Detector | 1 | 0 | [12 empty] | 15/6/2022 | 2 - Normal | 2 - Medium | 1 - Excellent |  | 3 - Normal
Molong Ambulance Station (RAIR) | Molong Ambulance Station (RAIR) | Ground | 4 |  |  | A/C Cassette | 1 | 0 |  | Daikin | [10 empty] | 15/6/2022 | 2 - Normal | 2 - Medium | 1 - Excellent |  | 3 - Normal
Molong Ambulance Station (RAIR) | Molong Ambulance Station (RAIR) | Ground | 5 |  |  | Emergency Exit Light (Spitfire) | 1 | 0 | [12 empty] | 15/6/2022 | 2 - Normal | 2 - Medium | 1 - Excellent |  | 3 - Normal
Molong Ambulance Station (RAIR) | Molong Ambulance Station (RAIR) | Ground | 5 |  |  | Smoke Detector | 1 | 0 | [12 empty] | 15/6/2022 | 2 - Normal | 2 - Medium | 1 - Excellent |  | 3 - Normal
Molong Ambulance Station (RAIR) | Molong Ambulance Station (RAIR) | Ground | 6 |  |  | Thermal Heat Detector | 1 | 0 | [12 empty] | 15/6/2022 | 2 - Normal | 2 - Medium | 1 - Excellent |  | 3 - Normal
Molong Ambulance Station (RAIR) | Molong Ambulance Station (RAIR) | Ground | 6 |  | MOL-0005 | TMV | 1 | MOL-0005 |  | Enware |  | Aquablend 1500 | [8 empty] | 15/6/2022 | 2 - Normal | 2 - Medium | 1 - Excellent |  | 3 - Normal
Molong Ambulance Station (RAIR) | Molong Ambulance Station (RAIR) | Ground | 7 |  | MOL-0006 | Fire Door Frame | 1 | MOL-0006 |  | North Eastern Door Frames | 1/1/2018 | [9 empty] | 15/6/2022 | 2 - Normal | 2 - Medium | 1 - Excellent |  | 3 - Normal
Molong Ambulance Station (RAIR) | Molong Ambulance Station (RAIR) | Ground | 7 |  | MOL-0007 | Fire Door | 1 | MOL-0007 |  | North Eastern Door Frames | 1/1/2018 | [9 empty] | 15/6/2022 | 2 - Normal | 2 - Medium | 1 - Excellent |  | 3 - Normal
Molong Ambulance Station (RAIR) | Molong Ambulance Station (RAIR) | Ground | 7 |  |  | Emergency Exit Light (Spitfire) | 1 | 0 | [12 empty] | 15/6/2022 | 2 - Normal | 2 - Medium | 1 - Excellent |  | 3 - Normal
Molong Ambulance Station (RAIR) | Molong Ambulance Station (RAIR) | Ground | 7 |  |  | Smoke Detector | 1 | 0 | [12 empty] | 15/6/2022 | 2 - Normal | 2 - Medium | 1 - Excellent |  | 3 - Normal
Molong Ambulance Station (RAIR) | Molong Ambulance Station (RAIR) | Ground | 7 |  |  | A/C Cassette | 1 | 0 |  | Daikin | [10 empty] | 15/6/2022 | 2 - Normal | 2 - Medium | 1 - Excellent |  | 3 - Normal
Molong Ambulance Station (RAIR) | Molong Ambulance Station (RAIR) | Ground | 7 |  | MOL-0008 | Fire Blanket | 1 | MOL-0008 | [12 empty] | 15/6/2022 | 2 - Normal | 2 - Medium | 1 - Excellent |  | 3 - Normal
Molong Ambulance Station (RAIR) | Molong Ambulance Station (RAIR) | Ground | 7 |  | MOL-0009 | Fie Extinguisher (Powder) | 1 | MOL-0009 | [12 empty] | 15/6/2022 | 2 - Normal | 2 - Medium | 1 - Excellent |  | 3 - Normal
Molong Ambulance Station (RAIR) | Molong Ambulance Station (RAIR) | Ground | 7 | Under sink | MOL-0010 | Billi Hot Water Service | 1 | MOL-0010 |  | Billi |  | Quadra 460XL 904060 LCH | Q 02 665577 LCH | [7 empty] | 15/6/2022 | 2 - Normal | 2 - Medium | 1 - Excellent |  | 3 - Normal
Molong Ambulance Station (RAIR) | Molong Ambulance Station (RAIR) | Ground | 8 |  |  | Thermal Heat Detector | 1 | 0 | [12 empty] | 15/6/2022 | 2 - Normal | 2 - Medium | 1 - Excellent |  | 3 - Normal
Molong Ambulance Station (RAIR) | Molong Ambulance Station (RAIR) | Ground | 8 |  | MOL-0011 | TMV | 1 | MOL-0011 |  | Enware |  | Aquablend 1500 | [8 empty] | 15/6/2022 | 2 - Normal | 2 - Medium | 1 - Excellent |  | 3 - Normal
Molong Ambulance Station (RAIR) | Molong Ambulance Station (RAIR) | Ground | 9 |  |  | Emergency Exit Light (Spitfire) | 1 | 0 | [12 empty] | 15/6/2022 | 2 - Normal | 2 - Medium | 1 - Excellent |  | 3 - Normal
Molong Ambulance Station (RAIR) | Molong Ambulance Station (RAIR) | Ground | 9 |  |  | Smoke Detector | 1 | 0 | [12 empty] | 15/6/2022 | 2 - Normal | 2 - Medium | 1 - Excellent |  | 3 - Normal
Molong Ambulance Station (RAIR) | Molong Ambulance Station (RAIR) | Ground | 9 |  | MOL-0012 | EKA controller box | 1 | MOL-0012 | [12 empty] | 15/6/2022 | 2 - Normal | 2 - Medium | 1 - Excellent |  | 3 - Normal
Molong Ambulance Station (RAIR) | Molong Ambulance Station (RAIR) | Ground | 9 |  | MOL-0013 | Safe | 1 | MOL-0013 |  | Guardall | [10 empty] | 15/6/2022 | 2 - Normal | 2 - Medium | 1 - Excellent |  | 3 - Normal
Molong Ambulance Station (RAIR) | Molong Ambulance Station (RAIR) | Ground | 10 |  |  | Thermal Heat Detector | 1 | 0 | [12 empty] | 15/6/2022 | 2 - Normal | 2 - Medium | 1 - Excellent |  | 3 - Normal
Molong Ambulance Station (RAIR) | Molong Ambulance Station (RAIR) | Ground | 10 |  |  | Emergency Exit Light (Spitfire) | 1 | 0 | [12 empty] | 15/6/2022 | 2 - Normal | 2 - Medium | 1 - Excellent |  | 3 - Normal
Molong Ambulance Station (RAIR) | Molong Ambulance Station (RAIR) | Ground | 10 |  | MOL-0014 | TMV | 1 | MOL-0014 |  | Enware |  | Aquablend 1500 | [8 empty] | 15/6/2022 | 2 - Normal | 2 - Medium | 1 - Excellent |  | 3 - Normal
Molong Ambulance Station (RAIR) | Molong Ambulance Station (RAIR) | Ground | 10 |  | MOL-0015 | RPZ | 1 | MOL-0015 |  | Zurn |  | 375 RP | B167521 | [7 empty] | 15/6/2022 | 2 - Normal | 2 - Medium | 1 - Excellent |  | 3 - Normal
Molong Ambulance Station (RAIR) | Molong Ambulance Station (RAIR) | Ground | 10 |  | MOL-0016 | RPZ | 1 | MOL-0016 |  | Zurn |  | 375 RP | B167487 | [7 empty] | 15/6/2022 | 2 - Normal | 2 - Medium | 1 - Excellent |  | 3 - Normal
Molong Ambulance Station (RAIR) | Molong Ambulance Station (RAIR) | Ground | 11 |  |  | Smoke Detector | 1 | 0 | [12 empty] | 15/6/2022 | 2 - Normal | 2 - Medium | 1 - Excellent |  | 3 - Normal
Molong Ambulance Station (RAIR) | Molong Ambulance Station (RAIR) | Ground | 11 |  |  | Emergency Exit Light (Spitfire) | 1 | 0 | [12 empty] | 15/6/2022 | 2 - Normal | 2 - Medium | 1 - Excellent |  | 3 - Normal
Molong Ambulance Station (RAIR) | Molong Ambulance Station (RAIR) | Ground | 12 |  | MOL-0017 | Fire Door Frame | 1 | MOL-0017 |  | North Eastern Door Frames | 1/1/2018 | [9 empty] | 15/6/2022 | 2 - Normal | 2 - Medium | 1 - Excellent |  | 3 - Normal
Molong Ambulance Station (RAIR) | Molong Ambulance Station (RAIR) | Ground | 12 |  | MOL-0018 | Fire Door | 1 | MOL-0018 |  | North Eastern Door Frames | 1/1/2018 | [9 empty] | 15/6/2022 | 2 - Normal | 2 - Medium | 1 - Excellent |  | 3 - Normal
Molong Ambulance Station (RAIR) | Molong Ambulance Station (RAIR) | Ground | 12 |  | MOL-0019 | Fire Door | 1 | MOL-0019 | [12 empty] | 15/6/2022 | 2 - Normal | 2 - Medium | 1 - Excellent |  | 3 - Normal
Molong Ambulance Station (RAIR) | Molong Ambulance Station (RAIR) | Ground | 12 |  |  | Smoke Detector | 1 | 0 | [12 empty] | 15/6/2022 | 2 - Normal | 2 - Medium | 1 - Excellent |  | 3 - Normal
Molong Ambulance Station (RAIR) | Molong Ambulance Station (RAIR) | Ground | 12 |  |  | A/C Cassette | 1 | 0 |  | Daikin | [10 empty] | 15/6/2022 | 2 - Normal | 2 - Medium | 1 - Excellent |  | 3 - Normal
Molong Ambulance Station (RAIR) | Molong Ambulance Station (RAIR) | Ground | 13 |  |  | A/C Cassette | 1 | 0 |  | Daikin | [10 empty] | 15/6/2022 | 2 - Normal | 2 - Medium | 1 - Excellent |  | 3 - Normal
Molong Ambulance Station (RAIR) | Molong Ambulance Station (RAIR) | Ground | 13 |  |  | Emergency Exit Light (Spitfire) | 1 | 0 | [12 empty] | 15/6/2022 | 2 - Normal | 2 - Medium | 1 - Excellent |  | 3 - Normal
Molong Ambulance Station (RAIR) | Molong Ambulance Station (RAIR) | Ground | 13 |  |  | Smoke Detector | 1 | 0 | [12 empty] | 15/6/2022 | 2 - Normal | 2 - Medium | 1 - Excellent |  | 3 - Normal
Molong Ambulance Station (RAIR) | Molong Ambulance Station (RAIR) | Ground | 14 | Above exit door near deliveries |  | Emergency Exit Light (Green) | 1 | 0 |  | Clevertronics | [10 empty] | 16/6/2022 | 2 - Normal | 2 - Medium | 1 - Excellent |  | 3 - Normal
Molong Ambulance Station (RAIR) | Molong Ambulance Station (RAIR) | Ground | 14 |  |  | Wallmount Battery Charger | 1 | 0 |  | Durst |  | BCSW - 1225 B | 124312 | [7 empty] | 16/6/2022 | 2 - Normal | 2 - Medium | 1 - Excellent |  | 3 - Normal
Molong Ambulance Station (RAIR) | Molong Ambulance Station (RAIR) | Ground | 14 |  |  | Vehicle Battery Charger | 1 | 0 |  | Durst |  | BCS-1225C | A91017115 | [7 empty] | 16/6/2022 | 2 - Normal | 2 - Medium | 1 - Excellent |  | 3 - Normal
Molong Ambulance Station (RAIR) | Molong Ambulance Station (RAIR) | Ground | 14 |  |  | Wallmount Battery Charger | 1 | 0 |  | Durst |  | BCSW - 1225 B | 124317 | [7 empty] | 16/6/2022 | 2 - Normal | 2 - Medium | 1 - Excellent |  | 3 - Normal
Molong Ambulance Station (RAIR) | Molong Ambulance Station (RAIR) | Ground | 14 |  |  | Vehicle Battery Charger | 1 | 0 |  | Durst |  | BCS-1225C | A91017035 | [7 empty] | 16/6/2022 | 2 - Normal | 2 - Medium | 1 - Excellent |  | 3 - Normal
Molong Ambulance Station (RAIR) | Molong Ambulance Station (RAIR) | Ground | 14 |  |  | Wallmount Battery Charger | 1 | 0 |  | Durst |  | BCSW - 1225 B | 124310 | [7 empty] | 16/6/2022 | 2 - Normal | 2 - Medium | 1 - Excellent |  | 3 - Normal
Molong Ambulance Station (RAIR) | Molong Ambulance Station (RAIR) | Ground | 14 |  |  | Vehicle Battery Charger | 1 | 0 |  | Durst |  | BCS-1225C | A91017113 | [7 empty] | 16/6/2022 | 2 - Normal | 2 - Medium | 1 - Excellent |  | 3 - Normal
Molong Ambulance Station (RAIR) | Molong Ambulance Station (RAIR) | Ground | 14 |  | MOL-0020 | Eye Wash Station | 1 | MOL-0020 |  | Enware | [10 empty] | 16/6/2022 | 2 - Normal | 2 - Medium | 1 - Excellent |  | 3 - Normal
Molong Ambulance Station (RAIR) | Molong Ambulance Station (RAIR) | Ground | 14 |  | MOL-0021 | Stainless Steel Commercial Sink | 1 | MOL-0021 |  | Austmont | [10 empty] | 16/6/2022 | 2 - Normal | 2 - Medium | 1 - Excellent |  | 3 - Normal
Molong Ambulance Station (RAIR) | Molong Ambulance Station (RAIR) | Ground | 14 |  | MOL-0022 | Pressure Cleaner | 1 | MOL-0022 |  | Nilfisk |  | SC UNO 4M 140/620 PS | 107340500 | [7 empty] | 16/6/2022 | 2 - Normal | 2 - Medium | 1 - Excellent |  | 3 - Normal
Molong Ambulance Station (RAIR) | Molong Ambulance Station (RAIR) | Ground | 14 |  | MOL-0023 | TMV | 1 | MOL-0023 |  | Enware |  | Aquablend 1500 | [8 empty] | 16/6/2022 | 2 - Normal | 2 - Medium | 1 - Excellent |  | 3 - Normal
Molong Ambulance Station (RAIR) | Molong Ambulance Station (RAIR) | Ground | 14 |  | MOL-0023 | RPZ | 1 | MOL-0023 |  | Zurn |  | 375 RP | B165334 | [7 empty] | 16/6/2022 | 2 - Normal | 2 - Medium | 1 - Excellent |  | 3 - Normal
Molong Ambulance Station (RAIR) | Molong Ambulance Station (RAIR) | Ground | 14 |  | MOL-0024 | RPZ | 1 | MOL-0024 |  | Zurn |  | 375 RP | B166664 | [7 empty] | 16/6/2022 | 2 - Normal | 2 - Medium | 1 - Excellent |  | 3 - Normal
Molong Ambulance Station (RAIR) | Molong Ambulance Station (RAIR) | Ground | 14 |  | MOL-0025 | Fire Blanket | 1 | MOL-0025 | [12 empty] | 16/6/2022 | 2 - Normal | 2 - Medium | 1 - Excellent |  | 3 - Normal
Molong Ambulance Station (RAIR) | Molong Ambulance Station (RAIR) | Ground | 14 |  | MOL-0026 | Fie Extinguisher (Powder) | 1 | MOL-0026 | [12 empty] | 16/6/2022 | 2 - Normal | 2 - Medium | 1 - Excellent |  | 3 - Normal
Molong Ambulance Station (RAIR) | Molong Ambulance Station (RAIR) | Ground | 14 | Above exit door near oil separator |  | Emergency Exit Light (Green) | 1 | 0 |  | Clevertronics | [10 empty] | 16/6/2022 | 2 - Normal | 2 - Medium | 1 - Excellent |  | 3 - Normal
Molong Ambulance Station (RAIR) | Molong Ambulance Station (RAIR) | Ground | 14 | Smaller bi-fold door motor |  | Automatic BiFold Door Motor | 1 | 0 |  | Grifco | 1/4/2018 | EDH102 | 183030218 | [7 empty] | 16/6/2022 | 2 - Normal | 2 - Medium | 1 - Excellent |  | 3 - Normal
Molong Ambulance Station (RAIR) | Molong Ambulance Station (RAIR) | Ground | 14 | Larger bi-fold door motor |  | Automatic BiFold Door Motor | 1 | 0 |  | Grifco |  | EDH102 | [8 empty] | 16/6/2022 | 2 - Normal | 2 - Medium | 1 - Excellent |  | 3 - Normal
Molong Ambulance Station (RAIR) | Molong Ambulance Station (RAIR) | Ground | 14 | Larger bifold door | MOL-0028 | Automatic Bi-fold Door | 1 | MOL-0028 | [6 empty] | 3.5 | 7.9 |  |  |  |  | 16/6/2022 | 2 - Normal | 2 - Medium | 1 - Excellent |  | 3 - Normal
Molong Ambulance Station (RAIR) | Molong Ambulance Station (RAIR) | Ground | 14 | Smaller bifold door | MOL-0027 | Automatic Bi-fold Door | 1 | MOL-0027 | [6 empty] | 3.5 | 4.3 |  |  |  |  | 16/6/2022 | 2 - Normal | 2 - Medium | 1 - Excellent |  | 3 - Normal
Molong Ambulance Station (RAIR) | Molong Ambulance Station (RAIR) | Ground | 14 | Next to small bi fold door | MOL-0029 | UPS | 1 | MOL-0029 |  | Eaton |  | 5PXEBM48RT | [8 empty] | 16/6/2022 | 2 - Normal | 2 - Medium | 1 - Excellent |  | 3 - Normal
Molong Ambulance Station (RAIR) | Molong Ambulance Station (RAIR) | Ground | 14 | Next to large bi fold door | MOL-0030 | UPS | 1 | MOL-0030 |  | Eaton |  | 5PXEBM48RT | [8 empty] | 16/6/2022 | 2 - Normal | 2 - Medium | 1 - Excellent |  | 3 - Normal
Molong Ambulance Station (RAIR) | Molong Ambulance Station (RAIR) | Ground | 14 |  |  | Emergency Exit Light (White) | 2 | 0 | [12 empty] | 16/6/2022 | 2 - Normal | 2 - Medium | 1 - Excellent |  | 3 - Normal
Molong Ambulance Station (RAIR) | Molong Ambulance Station (RAIR) | Ground | 14 |  |  | Emergency Exit Light (White) | 2 | 0 | [12 empty] | 16/6/2022 | 2 - Normal | 2 - Medium | 1 - Excellent |  | 3 - Normal
Molong Ambulance Station (RAIR) | Molong Ambulance Station (RAIR) | Ground | 14 |  |  | Smoke Detector | 4 | 0 | [12 empty] | 16/6/2022 | 2 - Normal | 2 - Medium | 1 - Excellent |  | 3 - Normal
Molong Ambulance Station (RAIR) | Molong Ambulance Station (RAIR) | Ground | 14 |  |  | Smoke Detector | 4 | 0 | [12 empty] | 16/6/2022 | 2 - Normal | 2 - Medium | 1 - Excellent |  | 3 - Normal
Molong Ambulance Station (RAIR) | Molong Ambulance Station (RAIR) | Ground | 14 |  |  | Smoke Detector | 4 | 0 | [12 empty] | 16/6/2022 | 2 - Normal | 2 - Medium | 1 - Excellent |  | 3 - Normal
Molong Ambulance Station (RAIR) | Molong Ambulance Station (RAIR) | Ground | 14 |  |  | Smoke Detector | 4 | 0 | [12 empty] | 16/6/2022 | 2 - Normal | 2 - Medium | 1 - Excellent |  | 3 - Normal
Molong Ambulance Station (RAIR) | Molong Ambulance Station (RAIR) | Ground | 14 | Above door to station. Centre plant room |  | Emergency Exit Light (Green) | 1 | 0 |  | Clevertronics | [10 empty] | 16/6/2022 | 2 - Normal | 2 - Medium | 1 - Excellent |  | 3 - Normal
Molong Ambulance Station (RAIR) | Molong Ambulance Station (RAIR) | Ground | 15 |  |  | Smoke Detector | 1 | 0 | [12 empty] | 16/6/2022 | 2 - Normal | 2 - Medium | 1 - Excellent |  | 3 - Normal
Molong Ambulance Station (RAIR) | Molong Ambulance Station (RAIR) | Ground | 18 | Next to main switchboard | MOL-0031 | Generator Supply Inlet Socket | 1 | MOL-0031 |  | Clipsal |  | 265/4 series | [8 empty] | 16/6/2022 | 2 - Normal | 2 - Medium | 1 - Excellent |  | 3 - Normal
Molong Ambulance Station (RAIR) | Molong Ambulance Station (RAIR) | Ground | 16 |  | MOL-0032 | Solar Inverter | 1 | MOL-0032 |  | SMA Solar Technology | 30/3/2020 | Sunny Tripower STP8.0-3AV-40 | 3007665294 | [7 empty] | 16/6/2022 | 2 - Normal | 2 - Medium | 1 - Excellent |  | 3 - Normal
Molong Ambulance Station (RAIR) | Molong Ambulance Station (RAIR) | Ground | 16 |  |  | Smoke Detector | 1 | 0 | [12 empty] | 16/6/2022 | 2 - Normal | 2 - Medium | 1 - Excellent |  | 3 - Normal
Molong Ambulance Station (RAIR) | Molong Ambulance Station (RAIR) | Ground | 16 |  | MOL-0033 | Solar Inverter | 1 | MOL-0033 |  | SMA Solar Technology | 29/3/2020 | Sunny Tripower STP8.0-3AV-40 | 3007664893 | [7 empty] | 16/6/2022 | 2 - Normal | 2 - Medium | 1 - Excellent |  | 3 - Normal
Molong Ambulance Station (RAIR) | Molong Ambulance Station (RAIR) | Ground | 16 |  | MOL-0034 | Main Switchboard | 1 | MOL-0034 |  | R N Baker Switchboards | 9/1/2018 | ZF508 | [8 empty] | 16/6/2022 | 2 - Normal | 2 - Medium | 1 - Excellent |  | 3 - Normal
Molong Ambulance Station (RAIR) | Molong Ambulance Station (RAIR) | Ground | 16 |  |  | RCBO | 28 | 0 |  | NHP |  | DSRCBH62030A C20 | [5 empty] | MOL-0034 |  |  | 16/6/2022 | 2 - Normal | 2 - Medium | 1 - Excellent |  | 3 - Normal
Molong Ambulance Station (RAIR) | Molong Ambulance Station (RAIR) | Ground | 16 |  |  | RCBO | 28 | 0 |  | NHP |  | DSRCBH62030A C20 | [5 empty] | MOL-0034 |  |  | 16/6/2022 | 2 - Normal | 2 - Medium | 1 - Excellent |  | 3 - Normal
Molong Ambulance Station (RAIR) | Molong Ambulance Station (RAIR) | Ground | 16 |  |  | RCBO | 28 | 0 |  | NHP |  | DSRCBH62030A C20 | [5 empty] | MOL-0034 |  |  | 16/6/2022 | 2 - Normal | 2 - Medium | 1 - Excellent |  | 3 - Normal
Molong Ambulance Station (RAIR) | Molong Ambulance Station (RAIR) | Ground | 16 |  |  | RCBO | 28 | 0 |  | NHP |  | DSRCBH62030A C20 | [5 empty] | MOL-0034 |  |  | 16/6/2022 | 2 - Normal | 2 - Medium | 1 - Excellent |  | 3 - Normal
Molong Ambulance Station (RAIR) | Molong Ambulance Station (RAIR) | Ground | 16 |  |  | RCBO | 28 | 0 |  | NHP |  | DSRCBH62030A C20 | [5 empty] | MOL-0034 |  |  | 16/6/2022 | 2 - Normal | 2 - Medium | 1 - Excellent |  | 3 - Normal
Molong Ambulance Station (RAIR) | Molong Ambulance Station (RAIR) | Ground | 16 |  |  | RCBO | 28 | 0 |  | NHP |  | DSRCBH62030A C20 | [5 empty] | MOL-0034 |  |  | 16/6/2022 | 2 - Normal | 2 - Medium | 1 - Excellent |  | 3 - Normal
Molong Ambulance Station (RAIR) | Molong Ambulance Station (RAIR) | Ground | 16 |  |  | RCBO | 28 | 0 |  | NHP |  | DSRCBH62030A C20 | [5 empty] | MOL-0034 |  |  | 16/6/2022 | 2 - Normal | 2 - Medium | 1 - Excellent |  | 3 - Normal
Molong Ambulance Station (RAIR) | Molong Ambulance Station (RAIR) | Ground | 16 |  |  | RCBO | 28 | 0 |  | NHP |  | DSRCBH62030A C20 | [5 empty] | MOL-0034 |  |  | 16/6/2022 | 2 - Normal | 2 - Medium | 1 - Excellent |  | 3 - Normal
Molong Ambulance Station (RAIR) | Molong Ambulance Station (RAIR) | Ground | 16 |  |  | RCBO | 28 | 0 |  | NHP |  | DSRCBH62030A C20 | [5 empty] | MOL-0034 |  |  | 16/6/2022 | 2 - Normal | 2 - Medium | 1 - Excellent |  | 3 - Normal
Molong Ambulance Station (RAIR) | Molong Ambulance Station (RAIR) | Ground | 16 |  |  | RCBO | 28 | 0 |  | NHP |  | DSRCBH62030A C20 | [5 empty] | MOL-0034 |  |  | 16/6/2022 | 2 - Normal | 2 - Medium | 1 - Excellent |  | 3 - Normal
Molong Ambulance Station (RAIR) | Molong Ambulance Station (RAIR) | Ground | 16 |  |  | RCBO | 28 | 0 |  | NHP |  | DSRCBH62030A C20 | [5 empty] | MOL-0034 |  |  | 16/6/2022 | 2 - Normal | 2 - Medium | 1 - Excellent |  | 3 - Normal
Molong Ambulance Station (RAIR) | Molong Ambulance Station (RAIR) | Ground | 16 |  |  | RCBO | 28 | 0 |  | NHP |  | DSRCBH62030A C20 | [5 empty] | MOL-0034 |  |  | 16/6/2022 | 2 - Normal | 2 - Medium | 1 - Excellent |  | 3 - Normal
Molong Ambulance Station (RAIR) | Molong Ambulance Station (RAIR) | Ground | 16 |  |  | RCBO | 28 | 0 |  | NHP |  | DSRCBH62030A C20 | [5 empty] | MOL-0034 |  |  | 16/6/2022 | 2 - Normal | 2 - Medium | 1 - Excellent |  | 3 - Normal
Molong Ambulance Station (RAIR) | Molong Ambulance Station (RAIR) | Ground | 16 |  |  | RCBO | 28 | 0 |  | NHP |  | DSRCBH62030A C20 | [5 empty] | MOL-0034 |  |  | 16/6/2022 | 2 - Normal | 2 - Medium | 1 - Excellent |  | 3 - Normal
Molong Ambulance Station (RAIR) | Molong Ambulance Station (RAIR) | Ground | 16 |  |  | RCBO | 28 | 0 |  | NHP |  | DSRCBH62030A C20 | [5 empty] | MOL-0034 |  |  | 16/6/2022 | 2 - Normal | 2 - Medium | 1 - Excellent |  | 3 - Normal
Molong Ambulance Station (RAIR) | Molong Ambulance Station (RAIR) | Ground | 16 |  |  | RCBO | 28 | 0 |  | NHP |  | DSRCBH62030A C20 | [5 empty] | MOL-0034 |  |  | 16/6/2022 | 2 - Normal | 2 - Medium | 1 - Excellent |  | 3 - Normal
Molong Ambulance Station (RAIR) | Molong Ambulance Station (RAIR) | Ground | 16 |  |  | RCBO | 28 | 0 |  | NHP |  | DSRCBH62030A C20 | [5 empty] | MOL-0034 |  |  | 16/6/2022 | 2 - Normal | 2 - Medium | 1 - Excellent |  | 3 - Normal
Molong Ambulance Station (RAIR) | Molong Ambulance Station (RAIR) | Ground | 16 |  |  | RCBO | 28 | 0 |  | NHP |  | DSRCBH62030A C20 | [5 empty] | MOL-0034 |  |  | 16/6/2022 | 2 - Normal | 2 - Medium | 1 - Excellent |  | 3 - Normal
Molong Ambulance Station (RAIR) | Molong Ambulance Station (RAIR) | Ground | 16 |  |  | RCBO | 28 | 0 |  | NHP |  | DSRCBH62030A C20 | [5 empty] | MOL-0034 |  |  | 16/6/2022 | 2 - Normal | 2 - Medium | 1 - Excellent |  | 3 - Normal
Molong Ambulance Station (RAIR) | Molong Ambulance Station (RAIR) | Ground | 16 |  |  | RCBO | 28 | 0 |  | NHP |  | DSRCBH62030A C20 | [5 empty] | MOL-0034 |  |  | 16/6/2022 | 2 - Normal | 2 - Medium | 1 - Excellent |  | 3 - Normal
Molong Ambulance Station (RAIR) | Molong Ambulance Station (RAIR) | Ground | 16 |  |  | RCBO | 28 | 0 |  | NHP |  | DSRCBH62030A C20 | [5 empty] | MOL-0034 |  |  | 16/6/2022 | 2 - Normal | 2 - Medium | 1 - Excellent |  | 3 - Normal
Molong Ambulance Station (RAIR) | Molong Ambulance Station (RAIR) | Ground | 16 |  |  | RCBO | 28 | 0 |  | NHP |  | DSRCBH62030A C20 | [5 empty] | MOL-0034 |  |  | 16/6/2022 | 2 - Normal | 2 - Medium | 1 - Excellent |  | 3 - Normal
Molong Ambulance Station (RAIR) | Molong Ambulance Station (RAIR) | Ground | 16 |  |  | RCBO | 28 | 0 |  | NHP |  | DSRCBH62030A C20 | [5 empty] | MOL-0034 |  |  | 16/6/2022 | 2 - Normal | 2 - Medium | 1 - Excellent |  | 3 - Normal
Molong Ambulance Station (RAIR) | Molong Ambulance Station (RAIR) | Ground | 16 |  |  | RCBO | 28 | 0 |  | NHP |  | DSRCBH62030A C20 | [5 empty] | MOL-0034 |  |  | 16/6/2022 | 2 - Normal | 2 - Medium | 1 - Excellent |  | 3 - Normal
Molong Ambulance Station (RAIR) | Molong Ambulance Station (RAIR) | Ground | 16 |  |  | RCBO | 28 | 0 |  | NHP |  | DSRCBH62030A C20 | [5 empty] | MOL-0034 |  |  | 16/6/2022 | 2 - Normal | 2 - Medium | 1 - Excellent |  | 3 - Normal
Molong Ambulance Station (RAIR) | Molong Ambulance Station (RAIR) | Ground | 16 |  |  | RCBO | 28 | 0 |  | NHP |  | DSRCBH62030A C20 | [5 empty] | MOL-0034 |  |  | 16/6/2022 | 2 - Normal | 2 - Medium | 1 - Excellent |  | 3 - Normal
Molong Ambulance Station (RAIR) | Molong Ambulance Station (RAIR) | Ground | 16 |  |  | RCBO | 28 | 0 |  | NHP |  | DSRCBH62030A C20 | [5 empty] | MOL-0034 |  |  | 16/6/2022 | 2 - Normal | 2 - Medium | 1 - Excellent |  | 3 - Normal
Molong Ambulance Station (RAIR) | Molong Ambulance Station (RAIR) | Ground | 16 |  |  | RCBO | 28 | 0 |  | NHP |  | DSRCBH62030A C20 | [5 empty] | MOL-0034 |  |  | 16/6/2022 | 2 - Normal | 2 - Medium | 1 - Excellent |  | 3 - Normal
Molong Ambulance Station (RAIR) | Molong Ambulance Station (RAIR) | Ground | 17 |  | MOL-0035 | Oil Separator Tank | 1 | MOL-0035 |  | Kwikflo | 28/11/2012 | KCPS-1000 | 19361-5 | 1,000 | [6 empty] | 16/6/2022 | 2 - Normal | 2 - Medium | 1 - Excellent |  | 3 - Normal
Molong Ambulance Station (RAIR) | Molong Ambulance Station (RAIR) | Ground | 17 |  | MOL-0036 | Oil Seperator Induction Motor | 1 | MOL-0036 |  | Weg | [10 empty] | 16/6/2022 | 2 - Normal | 2 - Medium | 1 - Excellent |  | 3 - Normal
Molong Ambulance Station (RAIR) | Molong Ambulance Station (RAIR) | Ground | 17 |  | MOL-0037 | Oil Separator Pump | 1 | MOL-0037 |  | Kwikflo | 28/11/2012 | KDS 25-100 | 19826-2 | [7 empty] | 16/6/2022 | 2 - Normal | 2 - Medium | 1 - Excellent |  | 3 - Normal
Molong Ambulance Station (RAIR) | Molong Ambulance Station (RAIR) | Ground | 18 | External Services area | MOL-0046 | Hot Water Heater | 1 | MOL-0046 |  | Rheem | 23/1/2018 | 61331507 | 6263616 | 315 | [6 empty] | 16/6/2022 | 2 - Normal | 2 - Medium | 1 - Excellent |  | 3 - Normal
Molong Ambulance Station (RAIR) | Molong Ambulance Station (RAIR) | Ground | 18 | External services area | MOL-0042 | A/C Air Package Unit | 1 | MOL-0042 |  | Daikin | 1/9/2017 | RXS35L3V1B | J108774 | [7 empty] | 16/6/2022 | 2 - Normal | 2 - Medium | 1 - Excellent |  | 3 - Normal
Molong Ambulance Station (RAIR) | Molong Ambulance Station (RAIR) | Ground | 18 | External services area | MOL-0045 | Dual Pump Controller | 1 | MOL-0045 |  | Grundfos | [10 empty] | 16/6/2022 | 2 - Normal | 2 - Medium | 1 - Excellent |  | 3 - Normal
Molong Ambulance Station (RAIR) | Molong Ambulance Station (RAIR) | Ground | 18 | External services area | MOL-0043 | A/C Air Package Unit | 1 | MOL-0043 |  | Daikin | 1/9/2017 | RXS35L3V1B | J108951 | [7 empty] | 16/6/2022 | 2 - Normal | 2 - Medium | 1 - Excellent |  | 3 - Normal
Molong Ambulance Station (RAIR) | Molong Ambulance Station (RAIR) | Ground | 18 | External services area | MOL-0044 | A/C Air Package Unit | 1 | MOL-0044 |  | Daikin | 1/9/2017 | RXS35L3V1B | J108953 | [7 empty] | 16/6/2022 | 2 - Normal | 2 - Medium | 1 - Excellent |  | 3 - Normal
Molong Ambulance Station (RAIR) | Molong Ambulance Station (RAIR) | Ground | 18 | External services area | MOL-0040 | A/C Air Package Unit | 1 | MOL-0040 |  | Daikin | 1/10/2017 | RXS50L2V1B | J126697 | [7 empty] | 16/6/2022 | 2 - Normal | 2 - Medium | 1 - Excellent |  | 3 - Normal
Molong Ambulance Station (RAIR) | Molong Ambulance Station (RAIR) | Ground | 18 | External services area | MOL-0041 | A/C Air Package Unit | 1 | MOL-0041 |  | Daikin | 1/9/2017 | RXS35L3V1B | J109903 | [7 empty] | 16/6/2022 | 2 - Normal | 2 - Medium | 1 - Excellent |  | 3 - Normal
Molong Ambulance Station (RAIR) | Molong Ambulance Station (RAIR) | Ground | 18 | External services area | MOL-0038 | A/C Air Package Unit | 1 | MOL-0038 |  | Daikin | 1/11/2017 | RZQS60AV1 | E004653 | [7 empty] | 16/6/2022 | 2 - Normal | 2 - Medium | 1 - Excellent |  | 3 - Normal
Molong Ambulance Station (RAIR) | Molong Ambulance Station (RAIR) | Ground | 18 | External services area | MOL-0039 | A/C Air Package Unit | 1 | MOL-0039 |  | Daikin | 1/11/2017 | RZQS50AV1 | E007347 | [7 empty] | 16/6/2022 | 2 - Normal | 2 - Medium | 1 - Excellent |  | 3 - Normal
Molong Ambulance Station (RAIR) | Molong Ambulance Station (RAIR) | Ground | 18 | Rear car park | MOL-0047 | Rain water tank | 1 | MOL-0047 |  | BUSHMANS |  | TSL1100 D1 |  | 5,000 | [6 empty] | 16/6/2022 | 2 - Normal | 2 - Medium | 1 - Excellent |  | 3 - Normal
Molong Ambulance Station (RAIR) | Molong Ambulance Station (RAIR) | Ground | 18 |  |  | Roof Anchor Points | 12 | 0 | [12 empty] | 16/6/2022 | 2 - Normal | 2 - Medium | 1 - Excellent |  | 3 - Normal
Molong Ambulance Station (RAIR) | Molong Ambulance Station (RAIR) | Ground | 18 |  |  | Roof Anchor Points | 12 | 0 | [12 empty] | 16/6/2022 | 2 - Normal | 2 - Medium | 1 - Excellent |  | 3 - Normal
Molong Ambulance Station (RAIR) | Molong Ambulance Station (RAIR) | Ground | 18 |  |  | Roof Anchor Points | 12 | 0 | [12 empty] | 16/6/2022 | 2 - Normal | 2 - Medium | 1 - Excellent |  | 3 - Normal
Molong Ambulance Station (RAIR) | Molong Ambulance Station (RAIR) | Ground | 18 |  |  | Roof Anchor Points | 12 | 0 | [12 empty] | 16/6/2022 | 2 - Normal | 2 - Medium | 1 - Excellent |  | 3 - Normal
Molong Ambulance Station (RAIR) | Molong Ambulance Station (RAIR) | Ground | 18 |  |  | Roof Anchor Points | 12 | 0 | [12 empty] | 16/6/2022 | 2 - Normal | 2 - Medium | 1 - Excellent |  | 3 - Normal
Molong Ambulance Station (RAIR) | Molong Ambulance Station (RAIR) | Ground | 18 |  |  | Roof Anchor Points | 12 | 0 | [12 empty] | 16/6/2022 | 2 - Normal | 2 - Medium | 1 - Excellent |  | 3 - Normal
Molong Ambulance Station (RAIR) | Molong Ambulance Station (RAIR) | Ground | 18 |  |  | Roof Anchor Points | 12 | 0 | [12 empty] | 16/6/2022 | 2 - Normal | 2 - Medium | 1 - Excellent |  | 3 - Normal
Molong Ambulance Station (RAIR) | Molong Ambulance Station (RAIR) | Ground | 18 |  |  | Roof Anchor Points | 12 | 0 | [12 empty] | 16/6/2022 | 2 - Normal | 2 - Medium | 1 - Excellent |  | 3 - Normal
Molong Ambulance Station (RAIR) | Molong Ambulance Station (RAIR) | Ground | 18 |  |  | Roof Anchor Points | 12 | 0 | [12 empty] | 16/6/2022 | 2 - Normal | 2 - Medium | 1 - Excellent |  | 3 - Normal
Molong Ambulance Station (RAIR) | Molong Ambulance Station (RAIR) | Ground | 18 |  |  | Roof Anchor Points | 12 | 0 | [12 empty] | 16/6/2022 | 2 - Normal | 2 - Medium | 1 - Excellent |  | 3 - Normal
Molong Ambulance Station (RAIR) | Molong Ambulance Station (RAIR) | Ground | 18 |  |  | Roof Anchor Points | 12 | 0 | [12 empty] | 16/6/2022 | 2 - Normal | 2 - Medium | 1 - Excellent |  | 3 - Normal
Molong Ambulance Station (RAIR) | Molong Ambulance Station (RAIR) | Ground | 18 |  |  | Roof Anchor Points | 12 | 0 | [12 empty] | 16/6/2022 | 2 - Normal | 2 - Medium | 1 - Excellent |  | 3 - Normal
Lithgow Ambulance Station | Lithgow Ambulance Station | Ground | 1 | Centre corridor near entry |  | Emergency Exit Light (Green) | 1 | 0 |  | Cooper |  | Kwikled MKIII | [8 empty] | 20/6/2022 | 2 - Normal | 2 - Medium | 1 - Excellent |  | 3 - Normal
Lithgow Ambulance Station | Lithgow Ambulance Station | Ground | 1 | Above stairs |  | Emergency Exit Light (Green) | 1 | 0 | [12 empty] | 20/6/2022 | 2 - Normal | 2 - Medium | 1 - Excellent |  | 3 - Normal
Lithgow Ambulance Station | Lithgow Ambulance Station | Ground | 1 |  |  | Smoke Detector | 1 | 0 | [12 empty] | 20/6/2022 | 2 - Normal | 2 - Medium | 1 - Excellent |  | 3 - Normal
Lithgow Ambulance Station | Lithgow Ambulance Station | Ground | 1 |  |  | Emergency Exit Light (Spitfire) | 1 | 0 | [12 empty] | 20/6/2022 | 2 - Normal | 2 - Medium | 1 - Excellent |  | 3 - Normal
Lithgow Ambulance Station | Lithgow Ambulance Station | Ground | 3 |  |  | Thermal Heat Detector | 2 | 0 | [12 empty] | 20/6/2022 | 2 - Normal | 2 - Medium | 1 - Excellent |  | 3 - Normal
Lithgow Ambulance Station | Lithgow Ambulance Station | Ground | 3 |  |  | Thermal Heat Detector | 2 | 0 | [12 empty] | 20/6/2022 | 2 - Normal | 2 - Medium | 1 - Excellent |  | 3 - Normal
Lithgow Ambulance Station | Lithgow Ambulance Station | Ground | 3 |  |  | Emergency Exit Light (Spitfire) | 1 | 0 | [12 empty] | 20/6/2022 | 2 - Normal | 2 - Medium | 1 - Excellent |  | 3 - Normal
Lithgow Ambulance Station | Lithgow Ambulance Station | Ground | 4 |  |  | Emergency Exit Light (Green) | 1 | 0 |  | Cooper |  | Kwikled MKIII | [8 empty] | 20/6/2022 | 2 - Normal | 2 - Medium | 1 - Excellent |  | 3 - Normal
Lithgow Ambulance Station | Lithgow Ambulance Station | Ground | 5 |  | LIT-0001 | A/C Unit Split (Indoor) | 1 | LIT-0001 |  | Daikin |  | FTXS71FVMA | E007534 | [7 empty] | 20/6/2022 | 2 - Normal | 2 - Medium | 1 - Excellent |  | 3 - Normal
Lithgow Ambulance Station | Lithgow Ambulance Station | Ground | 5 |  |  | Emergency Exit Light (Spitfire) | 1 | 0 | [12 empty] | 20/6/2022 | 2 - Normal | 2 - Medium | 1 - Excellent |  | 3 - Normal
Lithgow Ambulance Station | Lithgow Ambulance Station | Ground | 5 |  |  | Thermal Heat Detector | 1 | 0 | [12 empty] | 20/6/2022 | 2 - Normal | 2 - Medium | 1 - Excellent |  | 3 - Normal
Lithgow Ambulance Station | Lithgow Ambulance Station | Ground | 5 |  | LIT-0002 | Fire Extinguisher (C02) | 1 | LIT-0002 | [12 empty] | 20/6/2022 | 2 - Normal | 2 - Medium | 1 - Excellent |  | 3 - Normal
Lithgow Ambulance Station | Lithgow Ambulance Station | Ground | 5 |  |  | Emergency Exit Light (Green) | 1 | 0 |  | Cooper |  | Kwikled MKIII | [8 empty] | 20/6/2022 | 2 - Normal | 2 - Medium | 1 - Excellent |  | 3 - Normal
Lithgow Ambulance Station | Lithgow Ambulance Station | Ground | 5 |  | LIT-0004 | Billi Hot Water Service | 1 | LIT-0004 |  | Billi |  | Quadra 460 904060 | V 04 66 10118 | [7 empty] | 20/6/2022 | 2 - Normal | 2 - Medium | 1 - Excellent |  | 3 - Normal
Lithgow Ambulance Station | Lithgow Ambulance Station | Ground | 5 |  | LIT-0003 | Fire Blanket | 1 | LIT-0003 | [12 empty] | 20/6/2022 | 2 - Normal | 2 - Medium | 1 - Excellent |  | 3 - Normal
Lithgow Ambulance Station | Lithgow Ambulance Station | Ground | 6 |  |  | Wallmount Battery Charger | 1 | 0 |  | Durst | [10 empty] | 20/6/2022 | 2 - Normal | 2 - Medium | 1 - Excellent |  | 3 - Normal
Lithgow Ambulance Station | Lithgow Ambulance Station | Ground | 6 |  |  | Wallmount Battery Charger | 1 | 0 |  | Durst | [10 empty] | 20/6/2022 | 2 - Normal | 2 - Medium | 1 - Excellent |  | 3 - Normal
Lithgow Ambulance Station | Lithgow Ambulance Station | Ground | 6 |  |  | Vehicle Battery Charger | 1 | 0 |  | Durst |  | BCS-1225C | 70300829 | [7 empty] | 20/6/2022 | 2 - Normal | 2 - Medium | 1 - Excellent |  | 3 - Normal
Lithgow Ambulance Station | Lithgow Ambulance Station | Ground | 6 |  |  | Vehicle Battery Charger | 1 | 0 |  | Durst |  | BCS-1225C | 70300834 | [7 empty] | 20/6/2022 | 2 - Normal | 2 - Medium | 1 - Excellent |  | 3 - Normal
Lithgow Ambulance Station | Lithgow Ambulance Station | Ground | 6 |  |  | Wallmount Battery Charger | 1 | 0 |  | Durst | [10 empty] | 20/6/2022 | 2 - Normal | 2 - Medium | 1 - Excellent |  | 3 - Normal
Lithgow Ambulance Station | Lithgow Ambulance Station | Ground | 6 |  |  | Wallmount Battery Charger | 1 | 0 |  | Durst | [10 empty] | 20/6/2022 | 2 - Normal | 2 - Medium | 1 - Excellent |  | 3 - Normal
Lithgow Ambulance Station | Lithgow Ambulance Station | Ground | 6 |  |  | Vehicle Battery Charger | 1 | 0 |  | Durst |  | BCS-1225C | 70300827 | [7 empty] | 20/6/2022 | 2 - Normal | 2 - Medium | 1 - Excellent |  | 3 - Normal
Lithgow Ambulance Station | Lithgow Ambulance Station | Ground | 6 |  |  | Vehicle Battery Charger | 1 | 0 |  | Durst |  | BCS-1225C | 70300824 | [7 empty] | 20/6/2022 | 2 - Normal | 2 - Medium | 1 - Excellent |  | 3 - Normal
Lithgow Ambulance Station | Lithgow Ambulance Station | Ground | 6 |  |  | Vehicle Battery Charger | 1 | 0 |  | Durst |  | BCS-1215B | A91200007 | [7 empty] | 20/6/2022 | 2 - Normal | 2 - Medium | 1 - Excellent |  | 3 - Normal
Lithgow Ambulance Station | Lithgow Ambulance Station | Ground | 6 | Next to exit roller door |  | Emergency Exit Light (Green) | 1 | 0 |  | Cooper |  | KWIKLED MKIII | [8 empty] | 20/6/2022 | 2 - Normal | 2 - Medium | 1 - Excellent |  | 3 - Normal
Lithgow Ambulance Station | Lithgow Ambulance Station | Ground | 6 |  | LIT-0005 | Fire Extinguisher (Dry Chemical) | 1 | LIT-0005 | [12 empty] | 20/6/2022 | 2 - Normal | 2 - Medium | 1 - Excellent |  | 3 - Normal
Lithgow Ambulance Station | Lithgow Ambulance Station | Ground | 6 |  | LIT-0006 | Vehicle Hoist | 1 | LIT-0006 |  | POWERREX | 1/12/2019 | SL-6000 | 60TL106 | [7 empty] | 20/6/2022 | 2 - Normal | 2 - Medium | 1 - Excellent |  | 3 - Normal
Lithgow Ambulance Station | Lithgow Ambulance Station | Ground | 6 | Next to In roller door |  | Emergency Exit Light (Green) | 1 | 0 |  | Cooper |  | Kwikled MKIII | [8 empty] | 20/6/2022 | 2 - Normal | 2 - Medium | 1 - Excellent |  | 3 - Normal
Lithgow Ambulance Station | Lithgow Ambulance Station | Ground | 6 |  | LIT-0007 | Fie Extinguisher (Powder) | 1 | LIT-0007 | [12 empty] | 20/6/2022 | 2 - Normal | 2 - Medium | 1 - Excellent |  | 3 - Normal
Lithgow Ambulance Station | Lithgow Ambulance Station | Ground | 6 |  | LIT-0008 | Oil Separator Tank | 1 | LIT-0008 |  | Kwikflo | 28/11/2012 | KCPS 1000 | SO1257098 | [7 empty] | 20/6/2022 | 2 - Normal | 2 - Medium | 1 - Excellent |  | 3 - Normal
Lithgow Ambulance Station | Lithgow Ambulance Station | Ground | 6 |  | LIT-0009 | Oil Seperator Induction Motor | 1 | LIT-0009 |  | Weg | [10 empty] | 20/6/2022 | 2 - Normal | 2 - Medium | 1 - Excellent |  | 3 - Normal
Lithgow Ambulance Station | Lithgow Ambulance Station | Ground | 6 |  | LIT-0010 | Diaphragm Pump | 1 | LIT-0010 |  | Allpumps | 28/11/2012 | KDS 25-100 | 30128-12 | [7 empty] | 20/6/2022 | 2 - Normal | 2 - Medium | 1 - Excellent |  | 3 - Normal
Lithgow Ambulance Station | Lithgow Ambulance Station | Ground | 6 |  | LIT-0011 | Pressure Cleaner | 1 | LIT-0011 |  | Nilfisk |  | MC 4M-160/620 | [8 empty] | 20/6/2022 | 2 - Normal | 2 - Medium | 1 - Excellent |  | 3 - Normal
Lithgow Ambulance Station | Lithgow Ambulance Station | Ground | 6 |  |  | RPZ | 1 | 0 |  | Zurn |  | 375 RP | B434357 | [7 empty] | 20/6/2022 | 2 - Normal | 2 - Medium | 1 - Excellent |  | 3 - Normal
Lithgow Ambulance Station | Lithgow Ambulance Station | Ground | 6 |  | LIT-0012 | Fire Extinguisher (Dry Chemical) | 1 | LIT-0012 | [12 empty] | 20/6/2022 | 2 - Normal | 2 - Medium | 1 - Excellent |  | 3 - Normal
Lithgow Ambulance Station | Lithgow Ambulance Station | Ground | 6 |  |  | Wallmount Battery Charger | 1 | 0 |  | Durst | [10 empty] | 20/6/2022 | 2 - Normal | 2 - Medium | 1 - Excellent |  | 3 - Normal
Lithgow Ambulance Station | Lithgow Ambulance Station | Ground | 6 |  |  | Vehicle Battery Charger | 1 | 0 |  | Durst |  | BCS-1225C | 70300833 | [7 empty] | 20/6/2022 | 2 - Normal | 2 - Medium | 1 - Excellent |  | 3 - Normal
Lithgow Ambulance Station | Lithgow Ambulance Station | Ground | 6 |  | LIT-0014 | Solar Inverter | 1 | LIT-0014 |  | SMA Solar Technology | 30/3/2021 | Sunny Tripower STP10.0-3AV-40 | 3010988907 | [7 empty] | 20/6/2022 | 2 - Normal | 2 - Medium | 1 - Excellent |  | 3 - Normal
Lithgow Ambulance Station | Lithgow Ambulance Station | Ground | 6 |  | LIT-0015 | Solar Inverter | 1 | LIT-0015 |  | SMA Solar Technology | 30/3/2021 | Sunny Tripower STP10.0-3AV-40 | 3010988940 | [7 empty] | 20/6/2022 | 2 - Normal | 2 - Medium | 1 - Excellent |  | 3 - Normal
Lithgow Ambulance Station | Lithgow Ambulance Station | Ground | 6 |  | LIT-0016 | Distribution Board | 1 | LIT-0016 |  | CBI Electric | [10 empty] | 20/6/2022 | 2 - Normal | 2 - Medium | 1 - Excellent |  | 3 - Normal
Lithgow Ambulance Station | Lithgow Ambulance Station | Ground | 6 |  | LIT-0017 | Fire Hose Reel | 1 | LIT-0017 |  | Wormald | [10 empty] | 20/6/2022 | 2 - Normal | 2 - Medium | 1 - Excellent |  | 3 - Normal
Lithgow Ambulance Station | Lithgow Ambulance Station | Ground | 6 |  | LIT-0018 | Fire Extinguisher (C02) | 1 | LIT-0018 | [12 empty] | 20/6/2022 | 2 - Normal | 2 - Medium | 1 - Excellent |  | 3 - Normal
Lithgow Ambulance Station | Lithgow Ambulance Station | Ground | 6 |  | LIT-0019 | Fire Extinguisher (C02) | 1 | LIT-0019 | [12 empty] | 20/6/2022 | 2 - Normal | 2 - Medium | 1 - Excellent |  | 3 - Normal
Lithgow Ambulance Station | Lithgow Ambulance Station | Ground | 6 | Entry roller door | LIT-0020 | Automatic Roller Door | 1 | LIT-0020 | [6 empty] | 4 | 7 |  |  |  |  | 20/6/2022 | 2 - Normal | 2 - Medium | 1 - Excellent |  | 3 - Normal
Lithgow Ambulance Station | Lithgow Ambulance Station | Ground | 6 | Entry roller door |  | Automatic Roller Door Motor | 1 | 0 |  | Automatic Technology Australia |  | Axess Pro 3100 V1 14522 | 5275 | [7 empty] | 20/6/2022 | 2 - Normal | 2 - Medium | 1 - Excellent |  | 3 - Normal
Lithgow Ambulance Station | Lithgow Ambulance Station | Ground | 6 | Exit roller door |  | Automatic Roller Door Motor | 1 | 0 |  | Automatic Technology Australia |  | Axess Pro 3100 V1 14522 | 10839 | [7 empty] | 20/6/2022 | 2 - Normal | 2 - Medium | 1 - Excellent |  | 3 - Normal
Lithgow Ambulance Station | Lithgow Ambulance Station | Ground | 6 | Exit roller door | LIT-0021 | Automatic Roller Door | 1 | LIT-0021 | [6 empty] | 3.35 | 7 |  |  |  |  | 20/6/2022 | 2 - Normal | 2 - Medium | 1 - Excellent |  | 3 - Normal
Lithgow Ambulance Station | Lithgow Ambulance Station | Ground | 11 |  | LIT-0013 | Safe | 1 | LIT-0013 |  | Guardall | [10 empty] | 20/6/2022 | 2 - Normal | 2 - Medium | 1 - Excellent |  | 3 - Normal
Lithgow Ambulance Station | Lithgow Ambulance Station | Ground | 11 |  |  | Thermal Heat Detector | 1 | 0 | [12 empty] | 20/6/2022 | 2 - Normal | 2 - Medium | 1 - Excellent |  | 3 - Normal
Lithgow Ambulance Station | Lithgow Ambulance Station | Ground | 13 |  | LIT-0023 | EKA controller box | 1 | LIT-0023 | [12 empty] | 20/6/2022 | 2 - Normal | 2 - Medium | 1 - Excellent |  | 3 - Normal
Lithgow Ambulance Station | Lithgow Ambulance Station | Ground | 13 |  | LIT-0022 | A/C Unit Split (Indoor) | 1 | LIT-0022 |  | ActronAir |  | WRE-072CS | E69016010278 | [7 empty] | 20/6/2022 | 2 - Normal | 2 - Medium | 1 - Excellent |  | 3 - Normal
Lithgow Ambulance Station | Lithgow Ambulance Station | Ground | 14 |  | LIT-0024 | A/C Unit Split (Indoor) | 1 | LIT-0024 |  | ActronAir |  | FTXS71FVMA | E007534 | [7 empty] | 20/6/2022 | 2 - Normal | 2 - Medium | 1 - Excellent |  | 3 - Normal
Lithgow Ambulance Station | Lithgow Ambulance Station | Ground | 15 |  | LIT-0025 | Distribution Board | 1 | LIT-0025 |  | ABB | [10 empty] | 20/6/2022 | 2 - Normal | 2 - Medium | 1 - Excellent |  | 3 - Normal
Lithgow Ambulance Station | Lithgow Ambulance Station | Ground | 15 |  | LIT-0026 | Main Switchboard | 1 | LIT-0026 |  | NHP | [10 empty] | 20/6/2022 | 2 - Normal | 2 - Medium | 1 - Excellent |  | 3 - Normal
Lithgow Ambulance Station | Lithgow Ambulance Station | Ground | 15 |  |  | RCBO | 10 | 0 |  | NHP |  | M6RCBS1630CAN C16 | [5 empty] | LIT-0026 |  |  | 20/6/2022 | 2 - Normal | 2 - Medium | 1 - Excellent |  | 3 - Normal
Lithgow Ambulance Station | Lithgow Ambulance Station | Ground | 15 |  |  | RCBO | 10 | 0 |  | NHP |  | M6RCBS1630CAN C16 | [5 empty] | LIT-0026 |  |  | 20/6/2022 | 2 - Normal | 2 - Medium | 1 - Excellent |  | 3 - Normal
Lithgow Ambulance Station | Lithgow Ambulance Station | Ground | 15 |  |  | RCBO | 10 | 0 |  | NHP |  | M6RCBS1630CAN C16 | [5 empty] | LIT-0026 |  |  | 20/6/2022 | 2 - Normal | 2 - Medium | 1 - Excellent |  | 3 - Normal
Lithgow Ambulance Station | Lithgow Ambulance Station | Ground | 15 |  |  | RCBO | 10 | 0 |  | NHP |  | M6RCBS1630CAN C16 | [5 empty] | LIT-0026 |  |  | 20/6/2022 | 2 - Normal | 2 - Medium | 1 - Excellent |  | 3 - Normal
Lithgow Ambulance Station | Lithgow Ambulance Station | Ground | 15 |  |  | RCBO | 10 | 0 |  | NHP |  | M6RCBS1630CAN C16 | [5 empty] | LIT-0026 |  |  | 20/6/2022 | 2 - Normal | 2 - Medium | 1 - Excellent |  | 3 - Normal
Lithgow Ambulance Station | Lithgow Ambulance Station | Ground | 15 |  |  | RCBO | 10 | 0 |  | NHP |  | M6RCBS1630CAN C16 | [5 empty] | LIT-0026 |  |  | 20/6/2022 | 2 - Normal | 2 - Medium | 1 - Excellent |  | 3 - Normal
Lithgow Ambulance Station | Lithgow Ambulance Station | Ground | 15 |  |  | RCBO | 10 | 0 |  | NHP |  | M6RCBS1630CAN C16 | [5 empty] | LIT-0026 |  |  | 20/6/2022 | 2 - Normal | 2 - Medium | 1 - Excellent |  | 3 - Normal
Lithgow Ambulance Station | Lithgow Ambulance Station | Ground | 15 |  |  | RCBO | 10 | 0 |  | NHP |  | M6RCBS1630CAN C16 | [5 empty] | LIT-0026 |  |  | 20/6/2022 | 2 - Normal | 2 - Medium | 1 - Excellent |  | 3 - Normal
Lithgow Ambulance Station | Lithgow Ambulance Station | Ground | 15 |  |  | RCBO | 10 | 0 |  | NHP |  | M6RCBS1630CAN C16 | [5 empty] | LIT-0026 |  |  | 20/6/2022 | 2 - Normal | 2 - Medium | 1 - Excellent |  | 3 - Normal
Lithgow Ambulance Station | Lithgow Ambulance Station | Ground | 15 |  |  | RCBO | 10 | 0 |  | NHP |  | M6RCBS1630CAN C16 | [5 empty] | LIT-0026 |  |  | 20/6/2022 | 2 - Normal | 2 - Medium | 1 - Excellent |  | 3 - Normal
Lithgow Ambulance Station | Lithgow Ambulance Station | Ground | 15 |  |  | RCBO | 36 | 0 |  | NHP |  | M6RCBS2030CAN C20 | [5 empty] | LIT-0026 |  |  | 20/6/2022 | 2 - Normal | 2 - Medium | 1 - Excellent |  | 3 - Normal
Lithgow Ambulance Station | Lithgow Ambulance Station | Ground | 15 |  |  | RCBO | 36 | 0 |  | NHP |  | M6RCBS2030CAN C20 | [5 empty] | LIT-0026 |  |  | 20/6/2022 | 2 - Normal | 2 - Medium | 1 - Excellent |  | 3 - Normal
Lithgow Ambulance Station | Lithgow Ambulance Station | Ground | 15 |  |  | RCBO | 36 | 0 |  | NHP |  | M6RCBS2030CAN C20 | [5 empty] | LIT-0026 |  |  | 20/6/2022 | 2 - Normal | 2 - Medium | 1 - Excellent |  | 3 - Normal
Lithgow Ambulance Station | Lithgow Ambulance Station | Ground | 15 |  |  | RCBO | 36 | 0 |  | NHP |  | M6RCBS2030CAN C20 | [5 empty] | LIT-0026 |  |  | 20/6/2022 | 2 - Normal | 2 - Medium | 1 - Excellent |  | 3 - Normal
Lithgow Ambulance Station | Lithgow Ambulance Station | Ground | 15 |  |  | RCBO | 36 | 0 |  | NHP |  | M6RCBS2030CAN C20 | [5 empty] | LIT-0026 |  |  | 20/6/2022 | 2 - Normal | 2 - Medium | 1 - Excellent |  | 3 - Normal
Lithgow Ambulance Station | Lithgow Ambulance Station | Ground | 15 |  |  | RCBO | 36 | 0 |  | NHP |  | M6RCBS2030CAN C20 | [5 empty] | LIT-0026 |  |  | 20/6/2022 | 2 - Normal | 2 - Medium | 1 - Excellent |  | 3 - Normal
Lithgow Ambulance Station | Lithgow Ambulance Station | Ground | 15 |  |  | RCBO | 36 | 0 |  | NHP |  | M6RCBS2030CAN C20 | [5 empty] | LIT-0026 |  |  | 20/6/2022 | 2 - Normal | 2 - Medium | 1 - Excellent |  | 3 - Normal
Lithgow Ambulance Station | Lithgow Ambulance Station | Ground | 15 |  |  | RCBO | 36 | 0 |  | NHP |  | M6RCBS2030CAN C20 | [5 empty] | LIT-0026 |  |  | 20/6/2022 | 2 - Normal | 2 - Medium | 1 - Excellent |  | 3 - Normal
Lithgow Ambulance Station | Lithgow Ambulance Station | Ground | 15 |  |  | RCBO | 36 | 0 |  | NHP |  | M6RCBS2030CAN C20 | [5 empty] | LIT-0026 |  |  | 20/6/2022 | 2 - Normal | 2 - Medium | 1 - Excellent |  | 3 - Normal
Lithgow Ambulance Station | Lithgow Ambulance Station | Ground | 15 |  |  | RCBO | 36 | 0 |  | NHP |  | M6RCBS2030CAN C20 | [5 empty] | LIT-0026 |  |  | 20/6/2022 | 2 - Normal | 2 - Medium | 1 - Excellent |  | 3 - Normal
Lithgow Ambulance Station | Lithgow Ambulance Station | Ground | 15 |  |  | RCBO | 36 | 0 |  | NHP |  | M6RCBS2030CAN C20 | [5 empty] | LIT-0026 |  |  | 20/6/2022 | 2 - Normal | 2 - Medium | 1 - Excellent |  | 3 - Normal
Lithgow Ambulance Station | Lithgow Ambulance Station | Ground | 15 |  |  | RCBO | 36 | 0 |  | NHP |  | M6RCBS2030CAN C20 | [5 empty] | LIT-0026 |  |  | 20/6/2022 | 2 - Normal | 2 - Medium | 1 - Excellent |  | 3 - Normal
Lithgow Ambulance Station | Lithgow Ambulance Station | Ground | 15 |  |  | RCBO | 36 | 0 |  | NHP |  | M6RCBS2030CAN C20 | [5 empty] | LIT-0026 |  |  | 20/6/2022 | 2 - Normal | 2 - Medium | 1 - Excellent |  | 3 - Normal
Lithgow Ambulance Station | Lithgow Ambulance Station | Ground | 15 |  |  | RCBO | 36 | 0 |  | NHP |  | M6RCBS2030CAN C20 | [5 empty] | LIT-0026 |  |  | 20/6/2022 | 2 - Normal | 2 - Medium | 1 - Excellent |  | 3 - Normal
Lithgow Ambulance Station | Lithgow Ambulance Station | Ground | 15 |  |  | RCBO | 36 | 0 |  | NHP |  | M6RCBS2030CAN C20 | [5 empty] | LIT-0026 |  |  | 20/6/2022 | 2 - Normal | 2 - Medium | 1 - Excellent |  | 3 - Normal
Lithgow Ambulance Station | Lithgow Ambulance Station | Ground | 15 |  |  | RCBO | 36 | 0 |  | NHP |  | M6RCBS2030CAN C20 | [5 empty] | LIT-0026 |  |  | 20/6/2022 | 2 - Normal | 2 - Medium | 1 - Excellent |  | 3 - Normal
Lithgow Ambulance Station | Lithgow Ambulance Station | Ground | 15 |  |  | RCBO | 36 | 0 |  | NHP |  | M6RCBS2030CAN C20 | [5 empty] | LIT-0026 |  |  | 20/6/2022 | 2 - Normal | 2 - Medium | 1 - Excellent |  | 3 - Normal
Lithgow Ambulance Station | Lithgow Ambulance Station | Ground | 15 |  |  | RCBO | 36 | 0 |  | NHP |  | M6RCBS2030CAN C20 | [5 empty] | LIT-0026 |  |  | 20/6/2022 | 2 - Normal | 2 - Medium | 1 - Excellent |  | 3 - Normal
Lithgow Ambulance Station | Lithgow Ambulance Station | Ground | 15 |  |  | RCBO | 36 | 0 |  | NHP |  | M6RCBS2030CAN C20 | [5 empty] | LIT-0026 |  |  | 20/6/2022 | 2 - Normal | 2 - Medium | 1 - Excellent |  | 3 - Normal
Lithgow Ambulance Station | Lithgow Ambulance Station | Ground | 15 |  |  | RCBO | 36 | 0 |  | NHP |  | M6RCBS2030CAN C20 | [5 empty] | LIT-0026 |  |  | 20/6/2022 | 2 - Normal | 2 - Medium | 1 - Excellent |  | 3 - Normal
Lithgow Ambulance Station | Lithgow Ambulance Station | Ground | 15 |  |  | RCBO | 36 | 0 |  | NHP |  | M6RCBS2030CAN C20 | [5 empty] | LIT-0026 |  |  | 20/6/2022 | 2 - Normal | 2 - Medium | 1 - Excellent |  | 3 - Normal
Lithgow Ambulance Station | Lithgow Ambulance Station | Ground | 15 |  |  | RCBO | 36 | 0 |  | NHP |  | M6RCBS2030CAN C20 | [5 empty] | LIT-0026 |  |  | 20/6/2022 | 2 - Normal | 2 - Medium | 1 - Excellent |  | 3 - Normal
Lithgow Ambulance Station | Lithgow Ambulance Station | Ground | 15 |  |  | RCBO | 36 | 0 |  | NHP |  | M6RCBS2030CAN C20 | [5 empty] | LIT-0026 |  |  | 20/6/2022 | 2 - Normal | 2 - Medium | 1 - Excellent |  | 3 - Normal
Lithgow Ambulance Station | Lithgow Ambulance Station | Ground | 15 |  |  | RCBO | 36 | 0 |  | NHP |  | M6RCBS2030CAN C20 | [5 empty] | LIT-0026 |  |  | 20/6/2022 | 2 - Normal | 2 - Medium | 1 - Excellent |  | 3 - Normal
Lithgow Ambulance Station | Lithgow Ambulance Station | Ground | 15 |  |  | RCBO | 36 | 0 |  | NHP |  | M6RCBS2030CAN C20 | [5 empty] | LIT-0026 |  |  | 20/6/2022 | 2 - Normal | 2 - Medium | 1 - Excellent |  | 3 - Normal
Lithgow Ambulance Station | Lithgow Ambulance Station | Ground | 15 |  |  | RCBO | 36 | 0 |  | NHP |  | M6RCBS2030CAN C20 | [5 empty] | LIT-0026 |  |  | 20/6/2022 | 2 - Normal | 2 - Medium | 1 - Excellent |  | 3 - Normal
Lithgow Ambulance Station | Lithgow Ambulance Station | Ground | 15 |  |  | RCBO | 36 | 0 |  | NHP |  | M6RCBS2030CAN C20 | [5 empty] | LIT-0026 |  |  | 20/6/2022 | 2 - Normal | 2 - Medium | 1 - Excellent |  | 3 - Normal
Lithgow Ambulance Station | Lithgow Ambulance Station | Ground | 15 |  |  | RCBO | 36 | 0 |  | NHP |  | M6RCBS2030CAN C20 | [5 empty] | LIT-0026 |  |  | 20/6/2022 | 2 - Normal | 2 - Medium | 1 - Excellent |  | 3 - Normal
Lithgow Ambulance Station | Lithgow Ambulance Station | Ground | 15 |  |  | RCBO | 36 | 0 |  | NHP |  | M6RCBS2030CAN C20 | [5 empty] | LIT-0026 |  |  | 20/6/2022 | 2 - Normal | 2 - Medium | 1 - Excellent |  | 3 - Normal
Lithgow Ambulance Station | Lithgow Ambulance Station | Ground | 15 |  |  | RCBO | 36 | 0 |  | NHP |  | M6RCBS2030CAN C20 | [5 empty] | LIT-0026 |  |  | 20/6/2022 | 2 - Normal | 2 - Medium | 1 - Excellent |  | 3 - Normal
Lithgow Ambulance Station | Lithgow Ambulance Station | Ground | 15 |  |  | RCBO | 36 | 0 |  | NHP |  | M6RCBS2030CAN C20 | [5 empty] | LIT-0026 |  |  | 20/6/2022 | 2 - Normal | 2 - Medium | 1 - Excellent |  | 3 - Normal
Lithgow Ambulance Station | Lithgow Ambulance Station | Ground | 15 |  |  | RCBO | 36 | 0 |  | NHP |  | M6RCBS2030CAN C20 | [5 empty] | LIT-0026 |  |  | 20/6/2022 | 2 - Normal | 2 - Medium | 1 - Excellent |  | 3 - Normal
Lithgow Ambulance Station | Lithgow Ambulance Station | Ground | 15 |  |  | RCBO | 36 | 0 |  | NHP |  | M6RCBS2030CAN C20 | [5 empty] | LIT-0026 |  |  | 20/6/2022 | 2 - Normal | 2 - Medium | 1 - Excellent |  | 3 - Normal
Lithgow Ambulance Station | Lithgow Ambulance Station | Ground | 15 |  |  | RCBO | 36 | 0 |  | NHP |  | M6RCBS2030CAN C20 | [5 empty] | LIT-0026 |  |  | 20/6/2022 | 2 - Normal | 2 - Medium | 1 - Excellent |  | 3 - Normal
Lithgow Ambulance Station | Lithgow Ambulance Station | Ground | 15 |  |  | RCBO | 36 | 0 |  | NHP |  | M6RCBS2030CAN C20 | [5 empty] | LIT-0026 |  |  | 20/6/2022 | 2 - Normal | 2 - Medium | 1 - Excellent |  | 3 - Normal
Lithgow Ambulance Station | Lithgow Ambulance Station | Ground | 15 |  |  | RCBO | 36 | 0 |  | NHP |  | M6RCBS2030CAN C20 | [5 empty] | LIT-0026 |  |  | 20/6/2022 | 2 - Normal | 2 - Medium | 1 - Excellent |  | 3 - Normal
Lithgow Ambulance Station | Lithgow Ambulance Station | Ground | 15 |  |  | RCBO | 1 | 0 |  | NHP |  | M6RCBS3230CAN C32 | [5 empty] | LIT-0026 |  |  | 20/6/2022 | 2 - Normal | 2 - Medium | 1 - Excellent |  | 3 - Normal
Lithgow Ambulance Station | Lithgow Ambulance Station | Ground | 15 |  |  | RCBO | 2 | 0 |  | NHP |  | M6RCBS1030CAN C10 | [5 empty] | LIT-0026 |  |  | 20/6/2022 | 2 - Normal | 2 - Medium | 1 - Excellent |  | 3 - Normal
Lithgow Ambulance Station | Lithgow Ambulance Station | Ground | 15 |  |  | RCBO | 2 | 0 |  | NHP |  | M6RCBS1030CAN C10 | [5 empty] | LIT-0026 |  |  | 20/6/2022 | 2 - Normal | 2 - Medium | 1 - Excellent |  | 3 - Normal
Lithgow Ambulance Station | Lithgow Ambulance Station | Ground | 16 |  | LIT-0027 | Fire Extinguisher (C02) | 1 | LIT-0027 | [12 empty] | 20/6/2022 | 2 - Normal | 2 - Medium | 1 - Excellent |  | 3 - Normal
Lithgow Ambulance Station | Lithgow Ambulance Station | Ground | 16 |  |  | Emergency Exit Light (Green) | 1 | 0 |  | Cooper |  | Kwikled MKIII | [8 empty] | 20/6/2022 | 2 - Normal | 2 - Medium | 1 - Excellent |  | 3 - Normal
Lithgow Ambulance Station | Lithgow Ambulance Station | Ground | 17 |  | LIT-0028 | A/C Unit Split (Indoor) | 1 | LIT-0028 |  | ActronAir |  | WRE-035CS | E32848020058 | [7 empty] | 20/6/2022 | 2 - Normal | 2 - Medium | 1 - Excellent |  | 3 - Normal
Lithgow Ambulance Station | Lithgow Ambulance Station | Ground | 17 |  |  | Smoke Detector | 1 | 0 | [12 empty] | 20/6/2022 | 2 - Normal | 2 - Medium | 1 - Excellent |  | 3 - Normal
Lithgow Ambulance Station | Lithgow Ambulance Station | Ground | 18 |  |  | Smoke Detector | 1 | 0 | [12 empty] | 20/6/2022 | 2 - Normal | 2 - Medium | 1 - Excellent |  | 3 - Normal
Lithgow Ambulance Station | Lithgow Ambulance Station | Ground | 18 |  |  | Emergency Exit Light (Green) | 1 | 0 |  | Cooper |  | Kwikled MKIII | [8 empty] | 20/6/2022 | 2 - Normal | 2 - Medium | 1 - Excellent |  | 3 - Normal
Lithgow Ambulance Station | Lithgow Ambulance Station | Ground | 19 |  | LIT-0029 | A/C Unit Split (Indoor) | 1 | LIT-0029 |  | ActronAir | [10 empty] | 20/6/2022 | 2 - Normal | 2 - Medium | 1 - Excellent |  | 3 - Normal
Lithgow Ambulance Station | Lithgow Ambulance Station | Ground | 19 |  |  | Smoke Detector | 1 | 0 | [12 empty] | 20/6/2022 | 2 - Normal | 2 - Medium | 1 - Excellent |  | 3 - Normal
Lithgow Ambulance Station | Lithgow Ambulance Station | Ground | 20 |  | LIT-0030 | A/C Unit Split (Indoor) | 1 | LIT-0030 |  | ActronAir | [10 empty] | 20/6/2022 | 2 - Normal | 2 - Medium | 1 - Excellent |  | 3 - Normal
Lithgow Ambulance Station | Lithgow Ambulance Station | Ground | 20 |  |  | Smoke Detector | 1 | 0 | [12 empty] | 20/6/2022 | 2 - Normal | 2 - Medium | 1 - Excellent |  | 3 - Normal
Lithgow Ambulance Station | Lithgow Ambulance Station | Ground | 21 |  |  | Emergency Exit Light (Spitfire) | 1 | 0 | [12 empty] | 20/6/2022 | 2 - Normal | 2 - Medium | 1 - Excellent |  | 3 - Normal
Lithgow Ambulance Station | Lithgow Ambulance Station | Ground | 23 |  |  | Emergency Exit Light (Spitfire) | 1 | 0 | [12 empty] | 20/6/2022 | 2 - Normal | 2 - Medium | 1 - Excellent |  | 3 - Normal
Lithgow Ambulance Station | Lithgow Ambulance Station | Ground | 23 |  |  | Thermal Heat Detector | 1 | 0 | [12 empty] | 20/6/2022 | 2 - Normal | 2 - Medium | 1 - Excellent |  | 3 - Normal
Lithgow Ambulance Station | Lithgow Ambulance Station | Ground | 24 |  |  | TMV | 1 | 0 |  | Australian Valve Group | [10 empty] | 20/6/2022 | 2 - Normal | 2 - Medium | 1 - Excellent |  | 3 - Normal
Lithgow Ambulance Station | Lithgow Ambulance Station | Ground | 24 |  | LIT-0031 | Hot Water Heater | 1 | LIT-0031 |  | Rinnai |  | REU-N3237FFC-AK | 22.01-000012 | [7 empty] | 20/6/2022 | 2 - Normal | 2 - Medium | 1 - Excellent |  | 3 - Normal
Lithgow Ambulance Station | Lithgow Ambulance Station | Ground | 25 | Side driveway | LIT-0032 | A/C Unit Split (Outdoor) | 1 | LIT-0032 |  | ActronAir |  | WRC-035CS | E32848030044 | [7 empty] | 20/6/2022 | 2 - Normal | 2 - Medium | 1 - Excellent |  | 3 - Normal
Lithgow Ambulance Station | Lithgow Ambulance Station | Ground | 25 | Side driveway | LIT-0033 | A/C Unit Split (Outdoor) | 1 | LIT-0033 |  | ActronAir |  | WRC-035CS | E32848030043 | [7 empty] | 20/6/2022 | 2 - Normal | 2 - Medium | 1 - Excellent |  | 3 - Normal
Lithgow Ambulance Station | Lithgow Ambulance Station | Ground | 25 | Side driveway | LIT-0034 | A/C Unit Split (Outdoor) | 1 | LIT-0034 |  | ActronAir |  | WRC-035CS | E32848030035 | [7 empty] | 20/6/2022 | 2 - Normal | 2 - Medium | 1 - Excellent |  | 3 - Normal
Lithgow Ambulance Station | Lithgow Ambulance Station | Ground | 25 |  |  | Roof Anchor Points | 30 | 0 | [12 empty] | 20/6/2022 | 2 - Normal | 2 - Medium | 1 - Excellent |  | 3 - Normal
Lithgow Ambulance Station | Lithgow Ambulance Station | Ground | 25 |  |  | Roof Anchor Points | 30 | 0 | [12 empty] | 20/6/2022 | 2 - Normal | 2 - Medium | 1 - Excellent |  | 3 - Normal
Lithgow Ambulance Station | Lithgow Ambulance Station | Ground | 25 |  |  | Roof Anchor Points | 30 | 0 | [12 empty] | 20/6/2022 | 2 - Normal | 2 - Medium | 1 - Excellent |  | 3 - Normal
Lithgow Ambulance Station | Lithgow Ambulance Station | Ground | 25 |  |  | Roof Anchor Points | 30 | 0 | [12 empty] | 20/6/2022 | 2 - Normal | 2 - Medium | 1 - Excellent |  | 3 - Normal
Lithgow Ambulance Station | Lithgow Ambulance Station | Ground | 25 |  |  | Roof Anchor Points | 30 | 0 | [12 empty] | 20/6/2022 | 2 - Normal | 2 - Medium | 1 - Excellent |  | 3 - Normal
Lithgow Ambulance Station | Lithgow Ambulance Station | Ground | 25 |  |  | Roof Anchor Points | 30 | 0 | [12 empty] | 20/6/2022 | 2 - Normal | 2 - Medium | 1 - Excellent |  | 3 - Normal
Lithgow Ambulance Station | Lithgow Ambulance Station | Ground | 25 |  |  | Roof Anchor Points | 30 | 0 | [12 empty] | 20/6/2022 | 2 - Normal | 2 - Medium | 1 - Excellent |  | 3 - Normal
Lithgow Ambulance Station | Lithgow Ambulance Station | Ground | 25 |  |  | Roof Anchor Points | 30 | 0 | [12 empty] | 20/6/2022 | 2 - Normal | 2 - Medium | 1 - Excellent |  | 3 - Normal
Lithgow Ambulance Station | Lithgow Ambulance Station | Ground | 25 |  |  | Roof Anchor Points | 30 | 0 | [12 empty] | 20/6/2022 | 2 - Normal | 2 - Medium | 1 - Excellent |  | 3 - Normal
Lithgow Ambulance Station | Lithgow Ambulance Station | Ground | 25 |  |  | Roof Anchor Points | 30 | 0 | [12 empty] | 20/6/2022 | 2 - Normal | 2 - Medium | 1 - Excellent |  | 3 - Normal
Lithgow Ambulance Station | Lithgow Ambulance Station | Ground | 25 |  |  | Roof Anchor Points | 30 | 0 | [12 empty] | 20/6/2022 | 2 - Normal | 2 - Medium | 1 - Excellent |  | 3 - Normal
Lithgow Ambulance Station | Lithgow Ambulance Station | Ground | 25 |  |  | Roof Anchor Points | 30 | 0 | [12 empty] | 20/6/2022 | 2 - Normal | 2 - Medium | 1 - Excellent |  | 3 - Normal
Lithgow Ambulance Station | Lithgow Ambulance Station | Ground | 25 |  |  | Roof Anchor Points | 30 | 0 | [12 empty] | 20/6/2022 | 2 - Normal | 2 - Medium | 1 - Excellent |  | 3 - Normal
Lithgow Ambulance Station | Lithgow Ambulance Station | Ground | 25 |  |  | Roof Anchor Points | 30 | 0 | [12 empty] | 20/6/2022 | 2 - Normal | 2 - Medium | 1 - Excellent |  | 3 - Normal
Lithgow Ambulance Station | Lithgow Ambulance Station | Ground | 25 |  |  | Roof Anchor Points | 30 | 0 | [12 empty] | 20/6/2022 | 2 - Normal | 2 - Medium | 1 - Excellent |  | 3 - Normal
Lithgow Ambulance Station | Lithgow Ambulance Station | Ground | 25 |  |  | Roof Anchor Points | 30 | 0 | [12 empty] | 20/6/2022 | 2 - Normal | 2 - Medium | 1 - Excellent |  | 3 - Normal
Lithgow Ambulance Station | Lithgow Ambulance Station | Ground | 25 |  |  | Roof Anchor Points | 30 | 0 | [12 empty] | 20/6/2022 | 2 - Normal | 2 - Medium | 1 - Excellent |  | 3 - Normal
Lithgow Ambulance Station | Lithgow Ambulance Station | Ground | 25 |  |  | Roof Anchor Points | 30 | 0 | [12 empty] | 20/6/2022 | 2 - Normal | 2 - Medium | 1 - Excellent |  | 3 - Normal
Lithgow Ambulance Station | Lithgow Ambulance Station | Ground | 25 |  |  | Roof Anchor Points | 30 | 0 | [12 empty] | 20/6/2022 | 2 - Normal | 2 - Medium | 1 - Excellent |  | 3 - Normal
Lithgow Ambulance Station | Lithgow Ambulance Station | Ground | 25 |  |  | Roof Anchor Points | 30 | 0 | [12 empty] | 20/6/2022 | 2 - Normal | 2 - Medium | 1 - Excellent |  | 3 - Normal
Lithgow Ambulance Station | Lithgow Ambulance Station | Ground | 25 |  |  | Roof Anchor Points | 30 | 0 | [12 empty] | 20/6/2022 | 2 - Normal | 2 - Medium | 1 - Excellent |  | 3 - Normal
Lithgow Ambulance Station | Lithgow Ambulance Station | Ground | 25 |  |  | Roof Anchor Points | 30 | 0 | [12 empty] | 20/6/2022 | 2 - Normal | 2 - Medium | 1 - Excellent |  | 3 - Normal
Lithgow Ambulance Station | Lithgow Ambulance Station | Ground | 25 |  |  | Roof Anchor Points | 30 | 0 | [12 empty] | 20/6/2022 | 2 - Normal | 2 - Medium | 1 - Excellent |  | 3 - Normal
Lithgow Ambulance Station | Lithgow Ambulance Station | Ground | 25 |  |  | Roof Anchor Points | 30 | 0 | [12 empty] | 20/6/2022 | 2 - Normal | 2 - Medium | 1 - Excellent |  | 3 - Normal
Lithgow Ambulance Station | Lithgow Ambulance Station | Ground | 25 |  |  | Roof Anchor Points | 30 | 0 | [12 empty] | 20/6/2022 | 2 - Normal | 2 - Medium | 1 - Excellent |  | 3 - Normal
Lithgow Ambulance Station | Lithgow Ambulance Station | Ground | 25 |  |  | Roof Anchor Points | 30 | 0 | [12 empty] | 20/6/2022 | 2 - Normal | 2 - Medium | 1 - Excellent |  | 3 - Normal
Lithgow Ambulance Station | Lithgow Ambulance Station | Ground | 25 |  |  | Roof Anchor Points | 30 | 0 | [12 empty] | 20/6/2022 | 2 - Normal | 2 - Medium | 1 - Excellent |  | 3 - Normal
Lithgow Ambulance Station | Lithgow Ambulance Station | Ground | 25 |  |  | Roof Anchor Points | 30 | 0 | [12 empty] | 20/6/2022 | 2 - Normal | 2 - Medium | 1 - Excellent |  | 3 - Normal
Lithgow Ambulance Station | Lithgow Ambulance Station | Ground | 25 |  |  | Roof Anchor Points | 30 | 0 | [12 empty] | 20/6/2022 | 2 - Normal | 2 - Medium | 1 - Excellent |  | 3 - Normal
Lithgow Ambulance Station | Lithgow Ambulance Station | Ground | 25 |  |  | Roof Anchor Points | 30 | 0 | [12 empty] | 20/6/2022 | 2 - Normal | 2 - Medium | 1 - Excellent |  | 3 - Normal
Lithgow Ambulance Station | Lithgow Ambulance Station | Ground | 25 | Side driveway | LIT-0035 | Hot Water Heater | 1 | LIT-0035 |  | Rheem | 8/12/2014 | 874627NF-B | B14-1014900798 | [7 empty] | 20/6/2022 | 2 - Normal | 2 - Medium | 1 - Excellent |  | 3 - Normal
Lithgow Ambulance Station | Lithgow Ambulance Station | Ground | 25 | Side driveway | LIT-0036 | A/C Unit Split (Outdoor) | 1 | LIT-0036 |  | ActronAir |  | WRC-035CS | E32848030036 | [7 empty] | 20/6/2022 | 2 - Normal | 2 - Medium | 1 - Excellent |  | 3 - Normal
Lithgow Ambulance Station | Lithgow Ambulance Station | Ground | 25 | Side driveway | LIT-0037 | A/C Unit Split (Outdoor) | 1 | LIT-0037 |  | ActronAir |  | WRC-072CS | E69016020238 | [7 empty] | 20/6/2022 | 2 - Normal | 2 - Medium | 1 - Excellent |  | 3 - Normal
Lithgow Ambulance Station | Lithgow Ambulance Station | Ground | 25 | Corner of street | LIT-0038 | RPZ | 1 | LIT-0038 |  | Watts |  | 009M2-AUS | A 04773 | [7 empty] | 20/6/2022 | 2 - Normal | 2 - Medium | 1 - Excellent |  | 3 - Normal
Lithgow Ambulance Station | Lithgow Ambulance Station | Ground | 25 | Side building | LIT-0039 | A/C Unit Split (Outdoor) | 1 | LIT-0039 |  | Daikin |  | RXS71FVMA | E006183 | [7 empty] | 20/6/2022 | 2 - Normal | 2 - Medium | 1 - Excellent |  | 3 - Normal
Coolah - Multi-Purpose Service | Coolah - Multi-Purpose Service | Ground | 5002 |  |  | Emergency Exit Light (Spitfire) | 1 | 0 | [12 empty] | 21/6/2022 | 2 - Normal | 2 - Medium | 1 - Excellent |  | 3 - Normal |  | Not working
Coolah - Multi-Purpose Service | Coolah - Multi-Purpose Service | Ground | 5002 |  |  | Smoke Detector | 1 | 0 | [12 empty] | 21/6/2022 | 2 - Normal | 2 - Medium | 1 - Excellent |  | 3 - Normal
Coolah - Multi-Purpose Service | Coolah - Multi-Purpose Service | Ground | 5002 |  |  | Emergency Exit Light (Green) | 1 | 0 |  | Stanilite |  | Millennium Quickfit | [8 empty] | 21/6/2022 | 2 - Normal | 2 - Medium | 1 - Excellent |  | 3 - Normal
Coolah - Multi-Purpose Service | Coolah - Multi-Purpose Service | Ground | 5010 | Towards plant |  | Smoke Detector | 1 | 0 | [12 empty] | 21/6/2022 | 2 - Normal | 2 - Medium | 1 - Excellent |  | 3 - Normal
Coolah - Multi-Purpose Service | Coolah - Multi-Purpose Service | Ground | 5010 | Centre corridor |  | Emergency Exit Light (Green) | 1 | 0 |  | Stanilite |  | PQFLEDP_V2 | [8 empty] | 21/6/2022 | 2 - Normal | 2 - Medium | 1 - Excellent |  | 3 - Normal
Coolah - Multi-Purpose Service | Coolah - Multi-Purpose Service | Ground | 5010 |  |  | Fire Extinguisher (C02) | 1 | 0 | [12 empty] | 21/6/2022 | 2 - Normal | 2 - Medium | 1 - Excellent |  | 3 - Normal
Coolah - Multi-Purpose Service | Coolah - Multi-Purpose Service | Ground | 5010 |  |  | Emergency Exit Light (Spitfire) | 1 | 0 | [12 empty] | 21/6/2022 | 2 - Normal | 2 - Medium | 1 - Excellent |  | 3 - Normal
Coolah - Multi-Purpose Service | Coolah - Multi-Purpose Service | Ground | 5010 | Outside kitchen |  | Smoke Detector | 1 | 0 | [12 empty] | 21/6/2022 | 2 - Normal | 2 - Medium | 1 - Excellent |  | 3 - Normal
Coolah - Multi-Purpose Service | Coolah - Multi-Purpose Service | Ground | 5010 | Leading to emergency ED |  | Emergency Exit Light (Green) | 1 | 0 |  | Stanilite |  | PQFLEDS | [8 empty] | 21/6/2022 | 2 - Normal | 2 - Medium | 1 - Excellent |  | 3 - Normal
Coolah - Multi-Purpose Service | Coolah - Multi-Purpose Service | Ground | 5010 |  |  | Smoke Detector (Concealed) | 1 | 0 | [12 empty] | 21/6/2022 | 2 - Normal | 2 - Medium | 1 - Excellent |  | 3 - Normal
Coolah - Multi-Purpose Service | Coolah - Multi-Purpose Service | Ground | 5010 | Leading to Emergency Department |  | Fire Door | 1 | 0 |  | Essential Fire Systems | 1/1/2003 |  | 20526 | [7 empty] | 21/6/2022 | 2 - Normal | 2 - Medium | 1 - Excellent |  | 3 - Normal
Coolah - Multi-Purpose Service | Coolah - Multi-Purpose Service | Ground | 5010 | Door leading to Emergency Department ED |  | Fire Door Frame | 1 | 0 |  | Essential Fire Systems | [10 empty] | 21/6/2022 | 2 - Normal | 2 - Medium | 1 - Excellent |  | 3 - Normal
Coolah - Multi-Purpose Service | Coolah - Multi-Purpose Service | Ground | 5004 |  |  | Smoke Detector | 1 | 0 | [12 empty] | 21/6/2022 | 2 - Normal | 2 - Medium | 1 - Excellent |  | 3 - Normal
Coolah - Multi-Purpose Service | Coolah - Multi-Purpose Service | Ground | 5003 |  |  | Smoke Detector | 1 | 0 | [12 empty] | 21/6/2022 | 2 - Normal | 2 - Medium | 1 - Excellent |  | 3 - Normal
Coolah - Multi-Purpose Service | Coolah - Multi-Purpose Service | Ground | 5005 |  |  | Smoke Detector | 1 | 0 | [12 empty] | 21/6/2022 | 2 - Normal | 2 - Medium | 1 - Excellent |  | 3 - Normal
Coolah - Multi-Purpose Service | Coolah - Multi-Purpose Service | Ground | 5005 |  |  | EKA controller box | 1 | 0 | [12 empty] | 21/6/2022 | 2 - Normal | 2 - Medium | 1 - Excellent |  | 3 - Normal
Coolah - Multi-Purpose Service | Coolah - Multi-Purpose Service | Ground | 5005 |  |  | Safe | 1 | 0 |  | Guardall | [10 empty] | 21/6/2022 | 2 - Normal | 2 - Medium | 1 - Excellent |  | 3 - Normal
Coolah - Multi-Purpose Service | Coolah - Multi-Purpose Service | Ground | 5005 |  |  | Safe | 1 | 0 |  | CMI | [10 empty] | 21/6/2022 | 2 - Normal | 2 - Medium | 1 - Excellent |  | 3 - Normal
Coolah - Multi-Purpose Service | Coolah - Multi-Purpose Service | Ground | 5006 |  |  | Thermal Heat Detector | 1 | 0 | [12 empty] | 21/6/2022 | 2 - Normal | 2 - Medium | 1 - Excellent |  | 3 - Normal
Coolah - Multi-Purpose Service | Coolah - Multi-Purpose Service | Ground | 5006 | Under sink |  | ZIP Hot Water Service | 1 | 0 |  | Zip |  | HydroTap | 304300025 | [7 empty] | 21/6/2022 | 2 - Normal | 2 - Medium | 1 - Excellent |  | 3 - Normal |  | Yet to be hooked up. Brand new
Coolah - Multi-Purpose Service | Coolah - Multi-Purpose Service | Ground | 5006 |  |  | Fire Blanket | 1 | 0 | [12 empty] | 21/6/2022 | 2 - Normal | 2 - Medium | 1 - Excellent |  | 3 - Normal
Coolah - Multi-Purpose Service | Coolah - Multi-Purpose Service | Ground | 5006 |  |  | Fire Extinguisher (Dry Chemical) | 1 | 0 | [12 empty] | 21/6/2022 | 2 - Normal | 2 - Medium | 1 - Excellent |  | 3 - Normal
Coolah - Multi-Purpose Service | Coolah - Multi-Purpose Service | Ground | 5006 | Wall mounted above fridge |  | TMV | 1 | 0 |  | Enware |  | Aquablend 2000 | [8 empty] | 21/6/2022 | 2 - Normal | 2 - Medium | 1 - Excellent |  | 3 - Normal
Coolah - Multi-Purpose Service | Coolah - Multi-Purpose Service | Ground | 5007 |  |  | Thermal Heat Detector | 1 | 0 | [12 empty] | 21/6/2022 | 2 - Normal | 2 - Medium | 1 - Excellent |  | 3 - Normal
Coolah - Multi-Purpose Service | Coolah - Multi-Purpose Service | Ground | 5007 |  |  | TMV | 1 | 0 |  | Enware |  | Aquablend 2000 | [8 empty] | 21/6/2022 | 2 - Normal | 2 - Medium | 1 - Excellent |  | 3 - Normal
Coolah - Multi-Purpose Service | Coolah - Multi-Purpose Service | Ground | 5009 |  |  | Smoke Detector | 1 | 0 | [12 empty] | 21/6/2022 | 2 - Normal | 2 - Medium | 1 - Excellent |  | 3 - Normal
Coolah - Multi-Purpose Service | Coolah - Multi-Purpose Service | Ground | 5009 |  |  | Fire Blanket | 1 | 0 | [12 empty] | 21/6/2022 | 2 - Normal | 2 - Medium | 1 - Excellent |  | 3 - Normal
Coolah - Multi-Purpose Service | Coolah - Multi-Purpose Service | Ground | 5009 |  |  | Fire Extinguisher (Dry Chemical) | 1 | 0 | [12 empty] | 21/6/2022 | 2 - Normal | 2 - Medium | 1 - Excellent |  | 3 - Normal
Coolah - Multi-Purpose Service | Coolah - Multi-Purpose Service | Ground | 5008 |  |  | Thermal Heat Detector | 1 | 0 | [12 empty] | 21/6/2022 | 2 - Normal | 2 - Medium | 1 - Excellent |  | 3 - Normal
Coolah - Multi-Purpose Service | Coolah - Multi-Purpose Service | Ground | 5011 | In electrical switchboard |  | Smoke Detector | 1 | 0 | [12 empty] | 21/6/2022 | 2 - Normal | 2 - Medium | 1 - Excellent |  | 3 - Normal
Coolah - Multi-Purpose Service | Coolah - Multi-Purpose Service | Ground | 5011 | In electrical switchboard area |  | Mechanical Sercives Switchboard | 1 | 0 | [12 empty] | 21/6/2022 | 2 - Normal | 2 - Medium | 1 - Excellent |  | 3 - Normal
Coolah - Multi-Purpose Service | Coolah - Multi-Purpose Service | Ground | 5011 | Electrical switchboard area |  | Main Switchboard | 1 | 0 | [12 empty] | 21/6/2022 | 2 - Normal | 2 - Medium | 1 - Excellent |  | 3 - Normal
Coolah - Multi-Purpose Service | Coolah - Multi-Purpose Service | Ground | 5011 | Electrical switchboard area |  | RCD | 11 | 0 |  | Eaton |  | ELQ N28/NDA1291 20A | [8 empty] | 21/6/2022 | 2 - Normal | 2 - Medium | 4 |  | 3 - Normal |  | Confirm if recalled RCDs
Coolah - Multi-Purpose Service | Coolah - Multi-Purpose Service | Ground | 5011 | Electrical switchboard area |  | RCD | 11 | 0 |  | Eaton |  | ELQ N28/NDA1291 20A | [8 empty] | 21/6/2022 | 2 - Normal | 2 - Medium | 4 |  | 3 - Normal |  | Confirm if recalled RCDs
Coolah - Multi-Purpose Service | Coolah - Multi-Purpose Service | Ground | 5011 | Electrical switchboard area |  | RCD | 11 | 0 |  | Eaton |  | ELQ N28/NDA1291 20A | [8 empty] | 21/6/2022 | 2 - Normal | 2 - Medium | 4 |  | 3 - Normal |  | Confirm if recalled RCDs
Coolah - Multi-Purpose Service | Coolah - Multi-Purpose Service | Ground | 5011 | Electrical switchboard area |  | RCD | 11 | 0 |  | Eaton |  | ELQ N28/NDA1291 20A | [8 empty] | 21/6/2022 | 2 - Normal | 2 - Medium | 4 |  | 3 - Normal |  | Confirm if recalled RCDs
Coolah - Multi-Purpose Service | Coolah - Multi-Purpose Service | Ground | 5011 | Electrical switchboard area |  | RCD | 11 | 0 |  | Eaton |  | ELQ N28/NDA1291 20A | [8 empty] | 21/6/2022 | 2 - Normal | 2 - Medium | 4 |  | 3 - Normal |  | Confirm if recalled RCDs
Coolah - Multi-Purpose Service | Coolah - Multi-Purpose Service | Ground | 5011 | Electrical switchboard area |  | RCD | 11 | 0 |  | Eaton |  | ELQ N28/NDA1291 20A | [8 empty] | 21/6/2022 | 2 - Normal | 2 - Medium | 4 |  | 3 - Normal |  | Confirm if recalled RCDs
Coolah - Multi-Purpose Service | Coolah - Multi-Purpose Service | Ground | 5011 | Electrical switchboard area |  | RCD | 11 | 0 |  | Eaton |  | ELQ N28/NDA1291 20A | [8 empty] | 21/6/2022 | 2 - Normal | 2 - Medium | 4 |  | 3 - Normal |  | Confirm if recalled RCDs
Coolah - Multi-Purpose Service | Coolah - Multi-Purpose Service | Ground | 5011 | Electrical switchboard area |  | RCD | 11 | 0 |  | Eaton |  | ELQ N28/NDA1291 20A | [8 empty] | 21/6/2022 | 2 - Normal | 2 - Medium | 4 |  | 3 - Normal |  | Confirm if recalled RCDs
Coolah - Multi-Purpose Service | Coolah - Multi-Purpose Service | Ground | 5011 | Electrical switchboard area |  | RCD | 11 | 0 |  | Eaton |  | ELQ N28/NDA1291 20A | [8 empty] | 21/6/2022 | 2 - Normal | 2 - Medium | 4 |  | 3 - Normal |  | Confirm if recalled RCDs
Coolah - Multi-Purpose Service | Coolah - Multi-Purpose Service | Ground | 5011 | Electrical switchboard area |  | RCD | 11 | 0 |  | Eaton |  | ELQ N28/NDA1291 20A | [8 empty] | 21/6/2022 | 2 - Normal | 2 - Medium | 4 |  | 3 - Normal |  | Confirm if recalled RCDs
Coolah - Multi-Purpose Service | Coolah - Multi-Purpose Service | Ground | 5011 | Electrical switchboard area |  | RCD | 11 | 0 |  | Eaton |  | ELQ N28/NDA1291 20A | [8 empty] | 21/6/2022 | 2 - Normal | 2 - Medium | 4 |  | 3 - Normal |  | Confirm if recalled RCDs
Coolah - Multi-Purpose Service | Coolah - Multi-Purpose Service | Ground | 5011 |  |  | Thermal Heat Detector | 1 | 0 | [12 empty] | 21/6/2022 | 2 - Normal | 2 - Medium | 1 - Excellent |  | 3 - Normal
Coolah - Multi-Purpose Service | Coolah - Multi-Purpose Service | Ground | 5011 | Near sink |  | Fire Extinguisher (Dry Chemical) | 1 | 0 | [12 empty] | 21/6/2022 | 2 - Normal | 2 - Medium | 1 - Excellent |  | 3 - Normal
Coolah - Multi-Purpose Service | Coolah - Multi-Purpose Service | Ground | 5011 |  |  | Automatic Roller Door Motor | 1 | 0 |  | Merlin |  | MR850 | [8 empty] | 21/6/2022 | 2 - Normal | 2 - Medium | 1 - Excellent |  | 3 - Normal
Coolah - Multi-Purpose Service | Coolah - Multi-Purpose Service | Ground | 5011 | Above door to station |  | Emergency Exit Light (Green) | 1 | 0 |  | Legrand |  | 684459 | [8 empty] | 21/6/2022 | 2 - Normal | 2 - Medium | 1 - Excellent |  | 3 - Normal
Coolah - Multi-Purpose Service | Coolah - Multi-Purpose Service | Ground | 5011 |  |  | Automatic Roller Door | 1 | 0 | [6 empty] | 3.1 | 3 |  |  |  |  | 21/6/2022 | 2 - Normal | 2 - Medium | 3 - Fair |  | 3 - Normal
Coolah - Multi-Purpose Service | Coolah - Multi-Purpose Service | Ground | 5012 |  |  | Wallmount Battery Charger | 1 | 0 |  | Durst |  | BCSW - 1225 B | 126320 | [7 empty] | 21/6/2022 | 2 - Normal | 2 - Medium | 1 - Excellent |  | 3 - Normal
Coolah - Multi-Purpose Service | Coolah - Multi-Purpose Service | Ground | 5012 |  |  | Vehicle Battery Charger | 1 | 0 |  | Durst |  | BCS-1225C | A90619105 | [7 empty] | 21/6/2022 | 2 - Normal | 2 - Medium | 1 - Excellent |  | 3 - Normal
Coolah - Multi-Purpose Service | Coolah - Multi-Purpose Service | Ground | 5012 |  |  | Thermal Heat Detector | 1 | 0 | [12 empty] | 21/6/2022 | 2 - Normal | 2 - Medium | 1 - Excellent |  | 3 - Normal
Coolah - Multi-Purpose Service | Coolah - Multi-Purpose Service | Ground | 5012 |  |  | Automatic Roller Door Motor | 1 | 0 |  | Merlin |  | MR850 | [8 empty] | 21/6/2022 | 2 - Normal | 2 - Medium | 1 - Excellent |  | 3 - Normal
Coolah - Multi-Purpose Service | Coolah - Multi-Purpose Service | Ground | 5012 |  |  | Automatic Roller Door | 1 | 0 | [6 empty] | 3.1 | 3 |  |  |  |  | 21/6/2022 | 2 - Normal | 2 - Medium | 2 |  | 3 - Normal
Coolah - Multi-Purpose Service | Coolah - Multi-Purpose Service | Ground | 5012 | Next to roller door |  | Fire Extinguisher (FOAM) | 1 | 0 | [12 empty] | 21/6/2022 | 2 - Normal | 2 - Medium | 1 - Excellent |  | 3 - Normal
Coolah - Multi-Purpose Service | Coolah - Multi-Purpose Service | Ground | 5013 |  |  | Thermal Heat Detector | 1 | 0 | [12 empty] | 21/6/2022 | 2 - Normal | 2 - Medium | 1 - Excellent |  | 3 - Normal
Coolah - Multi-Purpose Service | Coolah - Multi-Purpose Service | Ground | 5013 |  |  | Automatic Roller Door Motor | 1 | 0 |  | Merlin |  | MR850 | [8 empty] | 21/6/2022 | 2 - Normal | 2 - Medium | 1 - Excellent |  | 3 - Normal
Coolah - Multi-Purpose Service | Coolah - Multi-Purpose Service | Ground | 5013 |  |  | Automatic Roller Door | 1 | 0 | [6 empty] | 3.1 | 3 |  |  |  |  | 21/6/2022 | 2 - Normal | 2 - Medium | 2 |  | 3 - Normal
Coolah - Multi-Purpose Service | Coolah - Multi-Purpose Service | Ground | 5013 |  |  | Wallmount Battery Charger | 1 | 0 |  | Durst |  | BCSW - 1225 BS | [8 empty] | 21/6/2022 | 2 - Normal | 2 - Medium | 1 - Excellent |  | 3 - Normal
Coolah - Multi-Purpose Service | Coolah - Multi-Purpose Service | Ground | 5013 |  |  | Vehicle Battery Charger | 1 | 0 |  | Durst |  | BCS-1225C | A90800192 | [7 empty] | 21/6/2022 | 2 - Normal | 2 - Medium | 1 - Excellent |  | 3 - Normal
Coolah - Multi-Purpose Service | Coolah - Multi-Purpose Service | Ground | 5013 |  |  | Fire Hose Reel | 1 | 0 |  | Wormald | [10 empty] | 21/6/2022 | 2 - Normal | 2 - Medium | 1 - Excellent |  | 3 - Normal
Coolah - Multi-Purpose Service | Coolah - Multi-Purpose Service | Ground | 5013 | Above side station door |  | Emergency Exit Light (Green) | 1 | 0 | [12 empty] | 21/6/2022 | 2 - Normal | 2 - Medium | 1 - Excellent |  | 3 - Normal
Coolah - Multi-Purpose Service | Coolah - Multi-Purpose Service | Ground |  | External Behind plant room |  | Oil Separator Tank | 1 | 0 |  | Kwikflo |  | SS1000 | 26127E | [7 empty] | 21/6/2022 | 2 - Normal | 2 - Medium | 1 - Excellent |  | 3 - Normal
Coolah - Multi-Purpose Service | Coolah - Multi-Purpose Service | Ground |  | External Behind plant room |  | Diaphragm Pump | 1 | 0 |  | Kwikflo |  | KSM DS 25/100 | [8 empty] | 21/6/2022 | 2 - Normal | 2 - Medium | 1 - Excellent |  | 3 - Normal
Coolah - Multi-Purpose Service | Coolah - Multi-Purpose Service | Ground |  | External Behind plant room |  | Oil Seperator Induction Motor | 1 | 0 |  | Teco | [10 empty] | 21/6/2022 | 2 - Normal | 2 - Medium | 1 - Excellent |  | 3 - Normal
Coolah - Multi-Purpose Service | Coolah - Multi-Purpose Service | Ground |  | External between station and plant room |  | TMV | 1 | 0 | [12 empty] | 21/6/2022 | 2 - Normal | 2 - Medium | 3 - Fair |  | 3 - Normal
Coolah - Multi-Purpose Service | Coolah - Multi-Purpose Service | Ground |  | External between station and plant room |  | Hot Water Heater | 1 | 0 |  | Dux hotwater | 16/6/2003 | 50V1-36C | 393478274 | 50 | [6 empty] | 21/6/2022 | 2 - Normal | 2 - Medium | 4 |  | 3 - Normal
Coolah - Multi-Purpose Service | Coolah - Multi-Purpose Service | Ground |  | External between station and plant room |  | A/C Air Package Unit | 1 | 0 |  | Daikin | 1/12/2017 | RZQS125AY1 | E002641 | [7 empty] | 21/6/2022 | 2 - Normal | 2 - Medium | 1 - Excellent |  | 3 - Normal
Coolah - Multi-Purpose Service | Coolah - Multi-Purpose Service | Ground |  | On roof |  | Roof Anchor Points | 9 | 0 | [12 empty] | 21/6/2022 | 2 - Normal | 2 - Medium | 1 - Excellent |  | 3 - Normal
Coolah - Multi-Purpose Service | Coolah - Multi-Purpose Service | Ground |  | On roof |  | Roof Anchor Points | 9 | 0 | [12 empty] | 21/6/2022 | 2 - Normal | 2 - Medium | 1 - Excellent |  | 3 - Normal
Coolah - Multi-Purpose Service | Coolah - Multi-Purpose Service | Ground |  | On roof |  | Roof Anchor Points | 9 | 0 | [12 empty] | 21/6/2022 | 2 - Normal | 2 - Medium | 1 - Excellent |  | 3 - Normal
Coolah - Multi-Purpose Service | Coolah - Multi-Purpose Service | Ground |  | On roof |  | Roof Anchor Points | 9 | 0 | [12 empty] | 21/6/2022 | 2 - Normal | 2 - Medium | 1 - Excellent |  | 3 - Normal
Coolah - Multi-Purpose Service | Coolah - Multi-Purpose Service | Ground |  | On roof |  | Roof Anchor Points | 9 | 0 | [12 empty] | 21/6/2022 | 2 - Normal | 2 - Medium | 1 - Excellent |  | 3 - Normal
Coolah - Multi-Purpose Service | Coolah - Multi-Purpose Service | Ground |  | On roof |  | Roof Anchor Points | 9 | 0 | [12 empty] | 21/6/2022 | 2 - Normal | 2 - Medium | 1 - Excellent |  | 3 - Normal
Coolah - Multi-Purpose Service | Coolah - Multi-Purpose Service | Ground |  | On roof |  | Roof Anchor Points | 9 | 0 | [12 empty] | 21/6/2022 | 2 - Normal | 2 - Medium | 1 - Excellent |  | 3 - Normal
Coolah - Multi-Purpose Service | Coolah - Multi-Purpose Service | Ground |  | On roof |  | Roof Anchor Points | 9 | 0 | [12 empty] | 21/6/2022 | 2 - Normal | 2 - Medium | 1 - Excellent |  | 3 - Normal
Coolah - Multi-Purpose Service | Coolah - Multi-Purpose Service | Ground |  | On roof |  | Roof Anchor Points | 9 | 0 | [12 empty] | 21/6/2022 | 2 - Normal | 2 - Medium | 1 - Excellent |  | 3 - Normal
Dunedoo Ambulance Station | Dunedoo Ambulance Station | Ground | DND-0101-032 |  |  | Smoke Detector | 1 | 0 | [12 empty] | 22/6/2022 | 2 - Normal | 2 - Medium | 1 - Excellent |  | 3 - Normal
Dunedoo Ambulance Station | Dunedoo Ambulance Station | Ground | DND-0101-033 |  |  | Fire Extinguisher (C02) | 1 | 0 | [12 empty] | 22/6/2022 | 2 - Normal | 2 - Medium | 1 - Excellent |  | 3 - Normal
Dunedoo Ambulance Station | Dunedoo Ambulance Station | Ground | DND-0101-033 |  |  | Smoke Detector | 1 | 0 | [12 empty] | 22/6/2022 | 2 - Normal | 2 - Medium | 1 - Excellent |  | 3 - Normal
Dunedoo Ambulance Station | Dunedoo Ambulance Station | Ground | DND-0101-033 |  |  | Emergency Exit Light (Green) | 1 | 0 |  | Legrand | [10 empty] | 22/6/2022 | 2 - Normal | 2 - Medium | 1 - Excellent |  | 3 - Normal
Dunedoo Ambulance Station | Dunedoo Ambulance Station | Ground | DND-0101-033 |  |  | Fire Door | 1 | 0 |  | Trafalgar Building Products | 1/1/2007 |  | 2128 | [7 empty] | 22/6/2022 | 2 - Normal | 2 - Medium | 1 - Excellent |  | 3 - Normal
Dunedoo Ambulance Station | Dunedoo Ambulance Station | Ground | DND-0101-033 |  |  | Fire Door Frame | 1 | 0 |  | Trafalgar Building Products | 1/1/2007 | [9 empty] | 22/6/2022 | 2 - Normal | 2 - Medium | 1 - Excellent |  | 3 - Normal
Dunedoo Ambulance Station | Dunedoo Ambulance Station | Ground | DND-0101-033 |  |  | Fire Door | 1 | 0 |  | Trafalgar building products | 1/1/2007 |  | 2129 | [7 empty] | 22/6/2022 | 2 - Normal | 2 - Medium | 1 - Excellent |  | 3 - Normal
Dunedoo Ambulance Station | Dunedoo Ambulance Station | Ground | DND-0101-033 |  |  | Fire Door Frame | 1 | 0 |  | Trafalgar Building Products | 1/1/2007 | [9 empty] | 22/6/2022 | 2 - Normal | 2 - Medium | 1 - Excellent |  | 3 - Normal
Dunedoo Ambulance Station | Dunedoo Ambulance Station | Ground | DND-0101-031 |  |  | Fire Blanket | 1 | 0 | [12 empty] | 22/6/2022 | 2 - Normal | 2 - Medium | 1 - Excellent |  | 3 - Normal
Dunedoo Ambulance Station | Dunedoo Ambulance Station | Ground | DND-0101-031 |  |  | Thermal Heat Detector | 1 | 0 | [12 empty] | 22/6/2022 | 2 - Normal | 2 - Medium | 1 - Excellent |  | 3 - Normal
Dunedoo Ambulance Station | Dunedoo Ambulance Station | Ground | DND-0101-025 |  |  | Smoke Detector | 1 | 0 | [12 empty] | 22/6/2022 | 2 - Normal | 2 - Medium | 1 - Excellent |  | 3 - Normal
Dunedoo Ambulance Station | Dunedoo Ambulance Station | Ground | DND-0101-026 |  |  | Smoke Detector | 1 | 0 | [12 empty] | 22/6/2022 | 2 - Normal | 2 - Medium | 1 - Excellent |  | 3 - Normal
Dunedoo Ambulance Station | Dunedoo Ambulance Station | Ground | DND-0101-026 |  |  | Safe | 1 | 0 |  | Guardall | [10 empty] | 22/6/2022 | 2 - Normal | 2 - Medium | 1 - Excellent |  | 3 - Normal
Dunedoo Ambulance Station | Dunedoo Ambulance Station | Ground | DND-0101-026 |  |  | Safe | 1 | 0 |  | CMI | [10 empty] | 22/6/2022 | 2 - Normal | 2 - Medium | 1 - Excellent |  | 3 - Normal
Dunedoo Ambulance Station | Dunedoo Ambulance Station | Ground | DND-0101-026 |  |  | Safe | 1 | 0 | [12 empty] | 22/6/2022 | 2 - Normal | 2 - Medium | 1 - Excellent |  | 3 - Normal
Dunedoo Ambulance Station | Dunedoo Ambulance Station | Ground | DND-0101-026 |  |  | EKA controller box | 1 | 0 | [12 empty] | 22/6/2022 | 2 - Normal | 2 - Medium | 1 - Excellent |  | 3 - Normal
Dunedoo Ambulance Station | Dunedoo Ambulance Station | Ground | DND-0201-002 |  |  | Thermal Heat Detector | 1 | 0 | [12 empty] | 22/6/2022 | 2 - Normal | 2 - Medium | 1 - Excellent |  | 3 - Normal
Dunedoo Ambulance Station | Dunedoo Ambulance Station | Ground | DND-0201-001 |  |  | Fire Extinguisher (Dry Chemical) | 1 | 0 | [12 empty] | 22/6/2022 | 2 - Normal | 2 - Medium | 1 - Excellent |  | 3 - Normal
Dunedoo Ambulance Station | Dunedoo Ambulance Station | Ground | DND-0201-001 |  |  | Smoke Detector | 1 | 0 | [12 empty] | 22/6/2022 | 2 - Normal | 2 - Medium | 1 - Excellent |  | 3 - Normal
Dunedoo Ambulance Station | Dunedoo Ambulance Station | Ground | DND-0201-001 |  |  | Emergency Exit Light (Spitfire) | 1 | 0 | [12 empty] | 22/6/2022 | 2 - Normal | 2 - Medium | 1 - Excellent |  | 3 - Normal
Dunedoo Ambulance Station | Dunedoo Ambulance Station | Ground | DND-0201-001 |  |  | A/C Unit Split (Indoor) | 1 | 0 |  | Daikin |  | FTXS25EVMA | E011857 | [7 empty] | 22/6/2022 | 2 - Normal | 2 - Medium | 1 - Excellent |  | 3 - Normal
Dunedoo Ambulance Station | Dunedoo Ambulance Station | Ground | DND-0101-027 |  |  | Thermal Heat Detector | 4 | 0 | [12 empty] | 22/6/2022 | 2 - Normal | 2 - Medium | 1 - Excellent |  | 3 - Normal
Dunedoo Ambulance Station | Dunedoo Ambulance Station | Ground | DND-0101-027 |  |  | Thermal Heat Detector | 4 | 0 | [12 empty] | 22/6/2022 | 2 - Normal | 2 - Medium | 1 - Excellent |  | 3 - Normal
Dunedoo Ambulance Station | Dunedoo Ambulance Station | Ground | DND-0101-027 |  |  | Thermal Heat Detector | 4 | 0 | [12 empty] | 22/6/2022 | 2 - Normal | 2 - Medium | 1 - Excellent |  | 3 - Normal
Dunedoo Ambulance Station | Dunedoo Ambulance Station | Ground | DND-0101-027 |  |  | Thermal Heat Detector | 4 | 0 | [12 empty] | 22/6/2022 | 2 - Normal | 2 - Medium | 1 - Excellent |  | 3 - Normal
Dunedoo Ambulance Station | Dunedoo Ambulance Station | Ground | DND-0101-027 |  |  | Oil Separator Tank | 1 | 0 |  | Industrial separation systems | [10 empty] | 22/6/2022 | 2 - Normal | 2 - Medium | 1 - Excellent |  | 3 - Normal
Dunedoo Ambulance Station | Dunedoo Ambulance Station | Ground | DND-0101-027 |  |  | Oil Separator Pump | 1 | 0 |  | MONO |  | CP00111C1J8C | 06J0877 | [7 empty] | 22/6/2022 | 2 - Normal | 2 - Medium | 1 - Excellent |  | 3 - Normal
Dunedoo Ambulance Station | Dunedoo Ambulance Station | Ground | DND-0101-027 |  |  | Wallmount Battery Charger | 1 | 0 |  | Durst |  | BCSW - 1245 B | 125699 | [7 empty] | 22/6/2022 | 2 - Normal | 2 - Medium | 1 - Excellent |  | 3 - Normal
Dunedoo Ambulance Station | Dunedoo Ambulance Station | Ground | DND-0101-027 |  |  | Vehicle Battery Charger | 1 | 0 |  | Durst |  | BCS-1245C | A91220007 | [7 empty] | 22/6/2022 | 2 - Normal | 2 - Medium | 1 - Excellent |  | 3 - Normal
Dunedoo Ambulance Station | Dunedoo Ambulance Station | Ground | DND-0101-027 |  |  | Wallmount Battery Charger | 1 | 0 |  | Durst |  | BCSW - 1225 BS | 121625 | [7 empty] | 22/6/2022 | 2 - Normal | 2 - Medium | 1 - Excellent |  | 3 - Normal
Dunedoo Ambulance Station | Dunedoo Ambulance Station | Ground | DND-0101-027 |  |  | Vehicle Battery Charger | 1 | 0 |  | Durst |  | BCS-1225C | A90800224 | [7 empty] | 22/6/2022 | 2 - Normal | 2 - Medium | 1 - Excellent |  | 3 - Normal
Dunedoo Ambulance Station | Dunedoo Ambulance Station | Ground | DND-0101-027 |  |  | Fire Hose Reel | 1 | 0 |  | Exelgard |  | 36m | [8 empty] | 22/6/2022 | 2 - Normal | 2 - Medium | 1 - Excellent |  | 3 - Normal
Dunedoo Ambulance Station | Dunedoo Ambulance Station | Ground | DND-0101-027 |  |  | Emergency Exit Light (Green) | 1 | 0 |  | Legrand |  | Optica TR series | [8 empty] | 22/6/2022 | 2 - Normal | 2 - Medium | 1 - Excellent |  | 3 - Normal
Dunedoo Ambulance Station | Dunedoo Ambulance Station | Ground | DND-0101-027 | Next to fire hose reel |  | Automatic Roller Door Motor | 1 | 0 |  | Automatic Technology Australia |  | Axess pro 3100 V1 14522 | 8470 | [7 empty] | 22/6/2022 | 2 - Normal | 2 - Medium | 1 - Excellent |  | 3 - Normal
Dunedoo Ambulance Station | Dunedoo Ambulance Station | Ground | DND-0101-027 | Next to fire hose reel |  | Automatic Roller Door | 1 | 0 | [6 empty] | 3.7 | 3 |  |  |  |  | 22/6/2022 | 2 - Normal | 2 - Medium | 1 - Excellent |  | 3 - Normal
Dunedoo Ambulance Station | Dunedoo Ambulance Station | Ground | DND-0101-027 | Centre roller door |  | Automatic Roller Door | 1 | 0 | [6 empty] | 3.7 | 3 |  |  |  |  | 22/6/2022 | 2 - Normal | 2 - Medium | 1 - Excellent |  | 3 - Normal
Dunedoo Ambulance Station | Dunedoo Ambulance Station | Ground | DND-0101-027 | Centre roller door |  | Automatic Roller Door Motor | 1 | 0 |  | Automatic Technology Australia |  | Axess pro 3100 v1 14522 | 8454 | [7 empty] | 22/6/2022 | 2 - Normal | 2 - Medium | 1 - Excellent |  | 3 - Normal
Dunedoo Ambulance Station | Dunedoo Ambulance Station | Ground | DND-0101-027 | Next to oil separator |  | Automatic Roller Door Motor | 1 | 0 |  | Automatic Technology Australia |  | Axess pro 3100 v1 14522 | 8476 | [7 empty] | 22/6/2022 | 2 - Normal | 2 - Medium | 1 - Excellent |  | 3 - Normal
Dunedoo Ambulance Station | Dunedoo Ambulance Station | Ground | DND-0101-027 | Next to oil separator |  | Automatic Roller Door | 1 | 0 | [6 empty] | 3.6 | 3 |  |  |  |  | 22/6/2022 | 2 - Normal | 2 - Medium | 1 - Excellent |  | 3 - Normal
Dunedoo Ambulance Station | Dunedoo Ambulance Station | Ground | Grounds confirm with carol | Exterior plant room |  | A/C Unit Split (Outdoor) | 1 | 0 |  | Daikin |  | FTXS25EVMA | E005333 | [7 empty] | 22/6/2022 | 2 - Normal | 2 - Medium | 1 - Excellent |  | 3 - Normal
Dunedoo Ambulance Station | Dunedoo Ambulance Station | Ground | Grounds confirm with carol. Courtyard area next to 032 manager office |  |  | A/C Air Package Unit | 1 | 0 |  | Sundowner | 8/9/2006 | S006OHR7AN | 861320 | [7 empty] | 22/6/2022 | 2 - Normal | 2 - Medium | 1 - Excellent |  | 3 - Normal
Dunedoo Ambulance Station | Dunedoo Ambulance Station | Ground | Grounds confirm with carol |  |  | Roof Anchor Points | 7 | 0 | [12 empty] | 22/6/2022 | 2 - Normal | 2 - Medium | 1 - Excellent |  | 3 - Normal
Dunedoo Ambulance Station | Dunedoo Ambulance Station | Ground | Grounds confirm with carol |  |  | Roof Anchor Points | 7 | 0 | [12 empty] | 22/6/2022 | 2 - Normal | 2 - Medium | 1 - Excellent |  | 3 - Normal
Dunedoo Ambulance Station | Dunedoo Ambulance Station | Ground | Grounds confirm with carol |  |  | Roof Anchor Points | 7 | 0 | [12 empty] | 22/6/2022 | 2 - Normal | 2 - Medium | 1 - Excellent |  | 3 - Normal
Dunedoo Ambulance Station | Dunedoo Ambulance Station | Ground | Grounds confirm with carol |  |  | Roof Anchor Points | 7 | 0 | [12 empty] | 22/6/2022 | 2 - Normal | 2 - Medium | 1 - Excellent |  | 3 - Normal
Dunedoo Ambulance Station | Dunedoo Ambulance Station | Ground | Grounds confirm with carol |  |  | Roof Anchor Points | 7 | 0 | [12 empty] | 22/6/2022 | 2 - Normal | 2 - Medium | 1 - Excellent |  | 3 - Normal
Dunedoo Ambulance Station | Dunedoo Ambulance Station | Ground | Grounds confirm with carol |  |  | Roof Anchor Points | 7 | 0 | [12 empty] | 22/6/2022 | 2 - Normal | 2 - Medium | 1 - Excellent |  | 3 - Normal
Dunedoo Ambulance Station | Dunedoo Ambulance Station | Ground | Grounds confirm with carol |  |  | Roof Anchor Points | 7 | 0 | [12 empty] | 22/6/2022 | 2 - Normal | 2 - Medium | 1 - Excellent |  | 3 - Normal
Dunedoo Ambulance Station | Dunedoo Ambulance Station | Ground | NEW SPACE BATHROOM ENTRY |  |  | Thermal Heat Detector | 1 | 0 | [12 empty] | 22/6/2022 | 2 - Normal | 2 - Medium | 1 - Excellent |  | 3 - Normal
Gulgong Ambulance Station | Gulgong Ambulance Station | Ground | 1 |  |  | Emergency Exit Light (Green) | 1 | 0 |  | Ektor |  | EV-BOXIT-CEILING | [8 empty] | 23/6/2022 | 2 - Normal | 2 - Medium | 1 - Excellent |  | 3 - Normal
Gulgong Ambulance Station | Gulgong Ambulance Station | Ground | 1 |  | GGG-0001 | Fire Extinguisher (C02) | 1 | GGG-0001 | [12 empty] | 23/6/2022 | 2 - Normal | 2 - Medium | 1 - Excellent |  | 3 - Normal
Gulgong Ambulance Station | Gulgong Ambulance Station | Ground | 2 |  |  | Smoke Detector | 1 | 0 |  | Clipsal | [10 empty] | 23/6/2022 | 2 - Normal | 2 - Medium | 1 - Excellent |  | 3 - Normal
Gulgong Ambulance Station | Gulgong Ambulance Station | Ground | 2 |  |  | Emergency Exit Light (Green) | 1 | 0 |  | Ektor |  | EV-BOXIT-CEILING | [8 empty] | 23/6/2022 | 2 - Normal | 2 - Medium | 1 - Excellent |  | 3 - Normal
Gulgong Ambulance Station | Gulgong Ambulance Station | Ground | 2 | Above door to corridor |  | Thermal Heat Detector | 1 | 0 | [12 empty] | 23/6/2022 | 2 - Normal | 2 - Medium | 1 - Excellent |  | 3 - Normal
Gulgong Ambulance Station | Gulgong Ambulance Station | Ground | 2 |  | GGG-0002 | Fie Extinguisher (Powder) | 1 | GGG-0002 | [12 empty] | 23/6/2022 | 2 - Normal | 2 - Medium | 1 - Excellent |  | 3 - Normal
Gulgong Ambulance Station | Gulgong Ambulance Station | Ground | 2 |  | GGG-0003 | Fire Blanket | 1 | GGG-0003 | [12 empty] | 23/6/2022 | 2 - Normal | 2 - Medium | 1 - Excellent |  | 3 - Normal
Gulgong Ambulance Station | Gulgong Ambulance Station | Ground | 3 |  |  | Smoke Detector | 1 | 0 |  | Clipsal | [10 empty] | 23/6/2022 | 2 - Normal | 2 - Medium | 1 - Excellent |  | 3 - Normal
Gulgong Ambulance Station | Gulgong Ambulance Station | Ground | 3 |  |  | Emergency Exit Light (Green) | 1 | 0 |  | Ektor |  | EV-BOXIT-CEILING | [8 empty] | 23/6/2022 | 2 - Normal | 2 - Medium | 1 - Excellent |  | 3 - Normal
Gulgong Ambulance Station | Gulgong Ambulance Station | Ground | 6 |  |  | Emergency Exit Light (Green) | 1 | 0 |  | Ektor |  | EV-BOXIT-CEILING | [8 empty] | 23/6/2022 | 2 - Normal | 2 - Medium | 1 - Excellent |  | 3 - Normal
Gulgong Ambulance Station | Gulgong Ambulance Station | Ground | 6 |  | GGG-0004 | Hot Water Heater | 1 | GGG-0004 |  | DUX | 4/11/2015 | Proflo 315S136 | 15110420252H | [7 empty] | 23/6/2022 | 2 - Normal | 2 - Medium | 1 - Excellent |  | 3 - Normal
Gulgong Ambulance Station | Gulgong Ambulance Station | Ground | 7 |  |  | Smoke Detector | 1 | 0 |  | Clipsal | [10 empty] | 23/6/2022 | 2 - Normal | 2 - Medium | 1 - Excellent |  | 3 - Normal
Gulgong Ambulance Station | Gulgong Ambulance Station | Ground | 8 |  | GGG-0006 | EKA controller box | 1 | GGG-0006 | [12 empty] | 23/6/2022 | 2 - Normal | 2 - Medium | 1 - Excellent |  | 3 - Normal
Gulgong Ambulance Station | Gulgong Ambulance Station | Ground | 8 |  | GGG-0005 | Safe | 1 | GGG-0005 |  | Guardall | [10 empty] | 23/6/2022 | 2 - Normal | 2 - Medium | 1 - Excellent |  | 3 - Normal
Gulgong Ambulance Station | Gulgong Ambulance Station | Ground | 9 |  |  | Smoke Detector | 1 | 0 |  | Clipsal | [10 empty] | 23/6/2022 | 2 - Normal | 2 - Medium | 1 - Excellent |  | 3 - Normal
Gulgong Ambulance Station | Gulgong Ambulance Station | Ground | 10 | Main driveway | GGG-0007 | Main Switchboard | 1 | GGG-0007 | [12 empty] | 23/6/2022 | 2 - Normal | 2 - Medium | 1 - Excellent |  | 3 - Normal
Gulgong Ambulance Station | Gulgong Ambulance Station | Ground | 9 | On main switchboard |  | RCBO | 1 | 0 |  | Hager |  | ADC320T C20 | [5 empty] | GGG-0007 |  |  | 23/6/2022 | 2 - Normal | 2 - Medium | 1 - Excellent |  | 3 - Normal
Gulgong Ambulance Station | Gulgong Ambulance Station | Ground | 9 | On main switchboard |  | RCBO | 1 | 0 |  | Hager |  | CD240T 40A | [5 empty] | GGG-0007 |  |  | 23/6/2022 | 2 - Normal | 2 - Medium | 1 - Excellent |  | 3 - Normal
Gulgong Ambulance Station | Gulgong Ambulance Station | Ground | 9 | On main switchboard |  | RCBO | 1 | 0 |  | General Electric |  | DDCE C20 | [5 empty] | GGG-0007 |  |  | 23/6/2022 | 2 - Normal | 2 - Medium | 1 - Excellent |  | 3 - Normal
Gulgong Ambulance Station | Gulgong Ambulance Station | Ground | 9 | Side building | GGG-0008 | A/C Air Package Unit | 1 | GGG-0008 |  | Mitsubishi | 1/1/2014 | DXC48VNX | A21600065DF | [7 empty] | 23/6/2022 | 2 - Normal | 2 - Medium | 1 - Excellent |  | 3 - Normal
Gulgong Ambulance Station | Gulgong Ambulance Residence | Ground | 1 |  | GGG-0009 | Manual roller door | 1 | GGG-0009 |  | B&D doors |  |  |  |  | 2.6 | 5.4 |  |  |  |  | 23/6/2022 | 2 - Normal | 2 - Medium | 3 - Fair |  | 3 - Normal
Gulgong Ambulance Station | Gulgong Ambulance Residence | Ground | 1 |  | GGG-0010 | A/C Unit Split (Outdoor) | 1 | GGG-0010 |  | Hitachi |  | RAS-5182CHA | 22476343 | [7 empty] | 23/6/2022 | 2 - Normal | 2 - Medium | 3 - Fair |  | 3 - Normal
Gulgong Ambulance Station | Gulgong Ambulance Residence | Ground | 2 |  | GGG-0011 | A/C Unit Split (Indoor) | 1 | GGG-0011 |  | Hitachi |  | RAS-5182CHAR | 13809892 | [7 empty] | 23/6/2022 | 2 - Normal | 2 - Medium | 3 - Fair |  | 3 - Normal
Gulgong Ambulance Station | Gulgong Ambulance Residence | Ground | 2 |  |  | Smoke Detector | 1 | 0 |  | Clipsal | [10 empty] | 23/6/2022 | 2 - Normal | 2 - Medium | 1 - Excellent |  | 3 - Normal
Gulgong Ambulance Station | Gulgong Ambulance Residence | Ground | 2 |  | GGG-0012 | Fire Blanket | 1 | GGG-0012 | [12 empty] | 23/6/2022 | 2 - Normal | 2 - Medium | 1 - Excellent |  | 3 - Normal
Gulgong Ambulance Station | Gulgong Ambulance Residence | Ground | 2 |  | GGG-0013 | Fie Extinguisher (Powder) | 1 | GGG-0013 | [12 empty] | 23/6/2022 | 2 - Normal | 2 - Medium | 1 - Excellent |  | 3 - Normal
Gulgong Ambulance Station | Gulgong Ambulance Residence | Ground | 5 |  |  | Smoke Detector | 1 | 0 |  | Clipsal | [10 empty] | 23/6/2022 | 2 - Normal | 2 - Medium | 1 - Excellent |  | 3 - Normal
Gulgong Ambulance Station | Gulgong Ambulance Residence | Ground | 6 |  | GGG-0014 | A/C Unit Split (Indoor) | 1 | GGG-0014 |  | TCL |  | TAC-12CHS/G | [8 empty] | 23/6/2022 | 2 - Normal | 2 - Medium | 3 - Fair |  | 3 - Normal
Gulgong Ambulance Station | Gulgong Ambulance Residence | Ground | 7 |  | GGG-0015 | A/C Unit Split (Outdoor) | 1 | GGG-0015 |  | TCL | 2/7/2005 | TAC-12CHS/G | [8 empty] | 23/6/2022 | 2 - Normal | 2 - Medium | 3 - Fair |  | 3 - Normal
Gulgong Ambulance Station | Gulgong Ambulance Residence | Ground | 7 |  | GGG-0016 | A/C Unit Split (Outdoor) | 1 | GGG-0016 |  | TCL | 2/7/2005 | TAC-12CHS/G | [8 empty] | 23/6/2022 | 2 - Normal | 2 - Medium | 3 - Fair |  | 3 - Normal
Gulgong Ambulance Station | Gulgong Ambulance Residence | Ground | 7 |  | GGG-0017 | Manual roller door | 1 | GGG-0017 | [12 empty] | 23/6/2022 | 2 - Normal | 2 - Medium | 4 |  | 3 - Normal
Gulgong Ambulance Station | Gulgong Ambulance Residence | Ground | 7 |  | GGG-0018 | Manual roller door | 1 | GGG-0018 | [12 empty] | 23/6/2022 | 2 - Normal | 2 - Medium | 4 |  | 3 - Normal
Gulgong Ambulance Station | Gulgong Ambulance Station | Ground | 8 |  |  | Smoke Detector | 1 | 0 |  | Clipsal | [10 empty] | 23/6/2022 | 2 - Normal | 2 - Medium | 1 - Excellent |  | 3 - Normal
Gulgong Ambulance Station | Gulgong Ambulance Residence | Ground | 8 |  | GGG-0019 | A/C Unit Split (Indoor) | 1 | GGG-0019 |  | TCL |  | TAC-12CHS/G | [8 empty] | 23/6/2022 | 2 - Normal | 2 - Medium | 1 - Excellent |  | 3 - Normal
Gulgong Ambulance Station | Gulgong Ambulance Plant Room | Ground |  | External wall | GGG-0020 | Oil Separator Tank | 1 | GGG-0020 |  | Industrial separation systems | [10 empty] | 23/6/2022 | 2 - Normal | 2 - Medium | 1 - Excellent |  | 3 - Normal
Gulgong Ambulance Station | Gulgong Ambulance Plant Room | Ground |  | External wall | GGG-0021 | Oil Seperator Induction Motor | 1 | GGG-0021 |  | WEG | [10 empty] | 23/6/2022 | 2 - Normal | 2 - Medium | 1 - Excellent |  | 3 - Normal
Gulgong Ambulance Station | Gulgong Ambulance Plant Room | Ground |  | External wall | GGG-0022 | Diaphragm Pump | 1 | GGG-0022 |  | ASM PUMPS |  | DS25 | 20822 | [7 empty] | 23/6/2022 | 2 - Normal | 2 - Medium | 1 - Excellent |  | 3 - Normal
Gulgong Ambulance Station | Gulgong Ambulance Plant Room | Ground | 1 | Left roller door | GGG-0023 | Automatic Roller Door | 1 | GGG-0023 |  | Steel Line |  |  |  |  | 2.7 | 3 |  |  |  |  | 23/6/2022 | 2 - Normal | 2 - Medium | 2 |  | 3 - Normal
Gulgong Ambulance Station | Gulgong Ambulance Plant Room | Ground | 1 | Centre roller door | GGG-0024 | Automatic Roller Door | 1 | GGG-0024 |  | Steel Line |  |  |  |  | 2.7 | 3 |  |  |  |  | 23/6/2022 | 2 - Normal | 2 - Medium | 2 |  | 3 - Normal
Gulgong Ambulance Station | Gulgong Ambulance Plant Room | Ground | 1 | Right roller door | GGG-0025 | Automatic Roller Door | 1 | GGG-0025 |  | Steel Line |  |  |  |  | 2.7 | 3 |  |  |  |  | 23/6/2022 | 2 - Normal | 2 - Medium | 2 |  | 3 - Normal
Gulgong Ambulance Station | Gulgong Ambulance Plant Room | Ground | 1 | Right roller door |  | Automatic Roller Door Motor | 1 | 0 |  | Merlin |  | MR60 | [8 empty] | 23/6/2022 | 2 - Normal | 2 - Medium | 1 - Excellent |  | 3 - Normal
Gulgong Ambulance Station | Gulgong Ambulance Plant Room | Ground | 1 | Centre roller door |  | Automatic Roller Door Motor | 1 | 0 |  | Merlin |  | MR60 | [8 empty] | 23/6/2022 | 2 - Normal | 2 - Medium | 1 - Excellent |  | 3 - Normal
Gulgong Ambulance Station | Gulgong Ambulance Plant Room | Ground | 1 | Left roller door |  | Automatic Roller Door Motor | 1 | 0 |  | Merlin |  | MR60 | [8 empty] | 23/6/2022 | 2 - Normal | 2 - Medium | 1 - Excellent |  | 3 - Normal
Gulgong Ambulance Station | Gulgong Ambulance Plant Room | Ground | 1 |  |  | Emergency Exit Light (Green) | 1 | 0 |  | Clevertronics |  | Cleverfit LED | [8 empty] | 23/6/2022 | 2 - Normal | 2 - Medium | 1 - Excellent |  | 3 - Normal
Gulgong Ambulance Station | Gulgong Ambulance Plant Room | Ground | 1 |  | GGG-0027 | Distribution Board | 1 | GGG-0027 | [12 empty] | 23/6/2022 | 2 - Normal | 2 - Medium | 1 - Excellent |  | 3 - Normal
Gulgong Ambulance Station | Gulgong Ambulance Plant Room | Ground | 1 | On Distribution Board |  | RCBO | 1 | 0 |  | Hager |  | CDA240T 40A | [8 empty] | 23/6/2022 | 2 - Normal | 2 - Medium | 1 - Excellent |  | 3 - Normal
Gulgong Ambulance Station | Gulgong Ambulance Plant Room | Ground | 1 |  | GGG-0028 | Hot Water Heater | 1 | GGG-0028 |  | DUX | 17/9/2013 | Proflo 50W124P | 1.30918E+11 | 50 | [6 empty] | 23/6/2022 | 2 - Normal | 2 - Medium | 1 - Excellent |  | 3 - Normal
Gulgong Ambulance Station | Gulgong Ambulance Plant Room | Ground | 1 |  |  | Wallmount Battery Charger | 1 | 0 | [12 empty] | 23/6/2022 | 2 - Normal | 2 - Medium | 1 - Excellent |  | 3 - Normal
Gulgong Ambulance Station | Gulgong Ambulance Plant Room | Ground | 1 |  |  | Vehicle Battery Charger | 1 | 0 |  | Durst |  | BCS-1225C | A90400043 | [7 empty] | 23/6/2022 | 2 - Normal | 2 - Medium | 1 - Excellent |  | 3 - Normal
Gulgong Ambulance Station | Gulgong Ambulance Plant Room | Ground | 1 |  |  | Wallmount Battery Charger | 1 | 0 |  | Durst |  | BCSW - 1225 BS | [8 empty] | 23/6/2022 | 2 - Normal | 2 - Medium | 1 - Excellent |  | 3 - Normal
Gulgong Ambulance Station | Gulgong Ambulance Plant Room | Ground | 1 |  |  | Vehicle Battery Charger | 1 | 0 |  | Durst |  | BCS-1225C | A90800225 | [7 empty] | 23/6/2022 | 2 - Normal | 2 - Medium | 1 - Excellent |  | 3 - Normal
Gulgong Ambulance Station | Gulgong Ambulance Plant Room | Ground | 1 |  | GGG-0026 | Fie Extinguisher (Powder) | 1 | GGG-0026 | [12 empty] | 23/6/2022 | 2 - Normal | 2 - Medium | 1 - Excellent |  | 3 - Normal
Gulgong Ambulance Station | Gulgong Ambulance Station | Ground | 9 | On main switchboard mounted to residence | GGG-0029 | Main Switchboard | 1 | GGG-0029 |  | Butler and Reardon | [10 empty] | 23/6/2022 | 2 - Normal | 2 - Medium | 1 - Excellent |  | 3 - Normal
Gulgong Ambulance Station | Gulgong Ambulance Station | Ground | 9 | On main switchboard mounted to residence |  | RCBO | 1 | 0 |  | Hager |  | ADC310T C10 | [5 empty] | GGG-0029 |  |  | 23/6/2022 | 2 - Normal | 2 - Medium | 1 - Excellent |  | 3 - Normal
Gulgong Ambulance Station | Gulgong Ambulance Station | Ground | 9 | On main switchboard mounted to residence |  | RCBO | 2 | 0 |  | Hager |  | ADC316T C16 | [5 empty] | GGG-0029 |  |  | 23/6/2022 | 2 - Normal | 2 - Medium | 1 - Excellent |  | 3 - Normal
Gulgong Ambulance Station | Gulgong Ambulance Station | Ground | 9 | On main switchboard mounted to residence |  | RCBO | 2 | 0 |  | Hager |  | ADC316T C16 | [5 empty] | GGG-0029 |  |  | 23/6/2022 | 2 - Normal | 2 - Medium | 1 - Excellent |  | 3 - Normal
Wyong Ambulance Station | Wyong Ambulance Station | Ground | 5 | Under sink | WYO-0021 | Hot water service | 1 | WYO-0021 |  | Billi |  | 904060LCH Quadra 460XL | R 02 66 06795LCH | [7 empty] | 29/6/2022 | 2 - Normal | 2 - Medium | 1 - Excellent |  | 3 - Normal
Wyong Ambulance Station | Wyong Ambulance Station | Ground | 5 |  |  | RCD | 9 | 0 |  | Hager |  | ADC320T C20 | [5 empty] | WYO-0004 |  |  | 29/6/2022 | 2 - Normal | 2 - Medium | 1 - Excellent |  | 3 - Normal
Wyong Ambulance Station | Wyong Ambulance Station | Ground | 5 |  |  | RCD | 9 | 0 |  | Hager |  | ADC320T C20 | [5 empty] | WYO-0004 |  |  | 29/6/2022 | 2 - Normal | 2 - Medium | 1 - Excellent |  | 3 - Normal
Wyong Ambulance Station | Wyong Ambulance Station | Ground | 5 |  |  | RCD | 9 | 0 |  | Hager |  | ADC320T C20 | [5 empty] | WYO-0004 |  |  | 29/6/2022 | 2 - Normal | 2 - Medium | 1 - Excellent |  | 3 - Normal
Wyong Ambulance Station | Wyong Ambulance Station | Ground | 5 |  |  | RCD | 9 | 0 |  | Hager |  | ADC320T C20 | [5 empty] | WYO-0004 |  |  | 29/6/2022 | 2 - Normal | 2 - Medium | 1 - Excellent |  | 3 - Normal
Wyong Ambulance Station | Wyong Ambulance Station | Ground | 5 |  |  | RCD | 9 | 0 |  | Hager |  | ADC320T C20 | [5 empty] | WYO-0004 |  |  | 29/6/2022 | 2 - Normal | 2 - Medium | 1 - Excellent |  | 3 - Normal
Wyong Ambulance Station | Wyong Ambulance Station | Ground | 5 |  |  | RCD | 9 | 0 |  | Hager |  | ADC320T C20 | [5 empty] | WYO-0004 |  |  | 29/6/2022 | 2 - Normal | 2 - Medium | 1 - Excellent |  | 3 - Normal
Wyong Ambulance Station | Wyong Ambulance Station | Ground | 5 |  |  | RCD | 9 | 0 |  | Hager |  | ADC320T C20 | [5 empty] | WYO-0004 |  |  | 29/6/2022 | 2 - Normal | 2 - Medium | 1 - Excellent |  | 3 - Normal
Wyong Ambulance Station | Wyong Ambulance Station | Ground | 5 |  |  | RCD | 9 | 0 |  | Hager |  | ADC320T C20 | [5 empty] | WYO-0004 |  |  | 29/6/2022 | 2 - Normal | 2 - Medium | 1 - Excellent |  | 3 - Normal
Wyong Ambulance Station | Wyong Ambulance Station | Ground | 5 |  |  | RCD | 9 | 0 |  | Hager |  | ADC320T C20 | [5 empty] | WYO-0004 |  |  | 29/6/2022 | 2 - Normal | 2 - Medium | 1 - Excellent |  | 3 - Normal
Wyong Ambulance Station | Wyong Ambulance Station | Ground | 5 |  |  | RCD | 1 | 0 |  | Hager |  | ADC316T C16 | [5 empty] | WYO-0004 |  |  | 29/6/2022 | 2 - Normal | 2 - Medium | 1 - Excellent |  | 3 - Normal
Wyong Ambulance Station | Wyong Ambulance Station | Ground | 15 |  |  | RCD | 8 | 0 |  | Hager |  | ADC320T C20 | [5 empty] | WYO-0015 |  |  | 29/6/2022 | 2 - Normal | 2 - Medium | 1 - Excellent |  | 3 - Normal
Wyong Ambulance Station | Wyong Ambulance Station | Ground | 15 |  |  | RCD | 8 | 0 |  | Hager |  | ADC320T C20 | [5 empty] | WYO-0015 |  |  | 29/6/2022 | 2 - Normal | 2 - Medium | 1 - Excellent |  | 3 - Normal
Wyong Ambulance Station | Wyong Ambulance Station | Ground | 15 |  |  | RCD | 8 | 0 |  | Hager |  | ADC320T C20 | [5 empty] | WYO-0015 |  |  | 29/6/2022 | 2 - Normal | 2 - Medium | 1 - Excellent |  | 3 - Normal
Wyong Ambulance Station | Wyong Ambulance Station | Ground | 15 |  |  | RCD | 8 | 0 |  | Hager |  | ADC320T C20 | [5 empty] | WYO-0015 |  |  | 29/6/2022 | 2 - Normal | 2 - Medium | 1 - Excellent |  | 3 - Normal
Wyong Ambulance Station | Wyong Ambulance Station | Ground | 15 |  |  | RCD | 8 | 0 |  | Hager |  | ADC320T C20 | [5 empty] | WYO-0015 |  |  | 29/6/2022 | 2 - Normal | 2 - Medium | 1 - Excellent |  | 3 - Normal
Wyong Ambulance Station | Wyong Ambulance Station | Ground | 15 |  |  | RCD | 8 | 0 |  | Hager |  | ADC320T C20 | [5 empty] | WYO-0015 |  |  | 29/6/2022 | 2 - Normal | 2 - Medium | 1 - Excellent |  | 3 - Normal
Wyong Ambulance Station | Wyong Ambulance Station | Ground | 15 |  |  | RCD | 8 | 0 |  | Hager |  | ADC320T C20 | [5 empty] | WYO-0015 |  |  | 29/6/2022 | 2 - Normal | 2 - Medium | 1 - Excellent |  | 3 - Normal
Wyong Ambulance Station | Wyong Ambulance Station | Ground | 15 |  |  | RCD | 8 | 0 |  | Hager |  | ADC320T C20 | [5 empty] | WYO-0015 |  |  | 29/6/2022 | 2 - Normal | 2 - Medium | 1 - Excellent |  | 3 - Normal
Wyong Ambulance Station | Wyong Ambulance Station | Ground | 15 |  |  | RCD | 3 | 0 |  | Hager |  | ADC316T C16 | [5 empty] | WYO-0015 |  |  | 29/6/2022 | 2 - Normal | 2 - Medium | 1 - Excellent |  | 3 - Normal
Wyong Ambulance Station | Wyong Ambulance Station | Ground | 15 |  |  | RCD | 3 | 0 |  | Hager |  | ADC316T C16 | [5 empty] | WYO-0015 |  |  | 29/6/2022 | 2 - Normal | 2 - Medium | 1 - Excellent |  | 3 - Normal
Wyong Ambulance Station | Wyong Ambulance Station | Ground | 15 |  |  | RCD | 3 | 0 |  | Hager |  | ADC316T C16 | [5 empty] | WYO-0015 |  |  | 29/6/2022 | 2 - Normal | 2 - Medium | 1 - Excellent |  | 3 - Normal
Wyong Ambulance Station | Wyong Ambulance Station | Ground | 15 |  |  | RCD | 1 | 0 |  | Hager |  | ADC332T C32 | [5 empty] | WYO-0015 |  |  | 29/6/2022 | 2 - Normal | 2 - Medium | 1 - Excellent |  | 3 - Normal
Wyong Ambulance Station | Wyong Ambulance Station | Ground | 11 |  |  | Wallmount Battery Charger | 1 | 0 |  | Durst |  | BCSW - 1225 B | 123652 | [7 empty] | 29/6/2022 | 2 - Normal | 2 - Medium | 1 - Excellent |  | 3 - Normal
Wyong Ambulance Station | Wyong Ambulance Station | Ground | 11 |  |  | Vehicle Battery Charger | 1 | 0 |  | Durst |  | BCS-1225C | A90517083 | [7 empty] | 29/6/2022 | 2 - Normal | 2 - Medium | 1 - Excellent |  | 3 - Normal
Wyong Ambulance Station | Wyong Ambulance Station | Ground | 11 |  | WYO-0022 | Fire Extinguisher (Dry Chemical) | 1 | WYO-0022 | [12 empty] | 29/6/2022 | 2 - Normal | 2 - Medium | 1 - Excellent |  | 3 - Normal
Macquarie Fields Ambulance Station | Macquarie Fields Ambulance Station | Ground | 1 | Above entry door | MAQ-0001 | Emergency Exit Light (Green) | 1 | MAQ-0001 | [12 empty] | 30/6/2022 | 2 - Normal | 2 - Medium | 1 - Excellent |  | 3 - Normal
Macquarie Fields Ambulance Station | Macquarie Fields Ambulance Station | Ground | 1 | Above door to plant | MAQ-0003 | Emergency Exit Light (Green) | 1 | MAQ-0003 | [12 empty] | 30/6/2022 | 2 - Normal | 2 - Medium | 1 - Excellent |  | 3 - Normal
Macquarie Fields Ambulance Station | Macquarie Fields Ambulance Station | Ground | 1 |  | MAQ-0002 | Smoke Detector | 1 | MAQ-0002 | [12 empty] | 30/6/2022 | 2 - Normal | 2 - Medium | 1 - Excellent |  | 3 - Normal
Macquarie Fields Ambulance Station | Macquarie Fields Ambulance Station | Ground | 1 |  | MAQ-0005 | Smoke Detector | 1 | MAQ-0005 | [12 empty] | 30/6/2022 | 2 - Normal | 2 - Medium | 1 - Excellent |  | 3 - Normal
Macquarie Fields Ambulance Station | Macquarie Fields Ambulance Station | Ground | 1 |  | MAQ-0004 | A/C Unit Split (Indoor) | 1 | MAQ-0004 |  | Hitachi |  | RAS-E50YHAB | 2010 | [7 empty] | 30/6/2022 | 2 - Normal | 2 - Medium | 1 - Excellent |  | 3 - Normal
Macquarie Fields Ambulance Station | Macquarie Fields Ambulance Station | Ground | 2 |  |  | A/C Unit Split (Indoor) | 1 | 0 |  | Hitachi |  | RAS-E25YHAB | 4327 | [7 empty] | 30/6/2022 | 2 - Normal | 2 - Medium | 1 - Excellent |  | 3 - Normal
Macquarie Fields Ambulance Station | Macquarie Fields Ambulance Station | Ground | 3 |  | MAQ-0006 | Main Switchboard | 1 | MAQ-0006 |  | NHP | [10 empty] | 30/6/2022 | 2 - Normal | 2 - Medium | 1 - Excellent |  | 3 - Normal
Macquarie Fields Ambulance Station | Macquarie Fields Ambulance Station | Ground | 3 |  |  | RCD | 1 | 0 | [12 empty] | 30/6/2022 | 2 - Normal | 2 - Medium | 1 - Excellent |  | 3 - Normal |  | Refer to marks notes
Macquarie Fields Ambulance Station | Macquarie Fields Ambulance Station | Ground | 4 |  |  | Safe | 1 | 0 |  | Guardall | [10 empty] | 30/6/2022 | 2 - Normal | 2 - Medium | 1 - Excellent |  | 3 - Normal
Macquarie Fields Ambulance Station | Macquarie Fields Ambulance Station | Ground | 4 |  |  | EKA controller box | 1 | 0 | [12 empty] | 30/6/2022 | 2 - Normal | 2 - Medium | 1 - Excellent |  | 3 - Normal
Macquarie Fields Ambulance Station | Macquarie Fields Ambulance Station | Ground | 5 |  | MAQ-0021 | Fire Hose Reel | 1 | MAQ-0021 |  | Rezal | [10 empty] | 30/6/2022 | 2 - Normal | 2 - Medium | 1 - Excellent |  | 3 - Normal
Macquarie Fields Ambulance Station | Macquarie Fields Ambulance Station | Ground | 5 |  | MAQ-0020 | Fire Extinguisher (C02) | 1 | MAQ-0020 | [12 empty] | 30/6/2022 | 2 - Normal | 2 - Medium | 1 - Excellent |  | 3 - Normal
Macquarie Fields Ambulance Station | Macquarie Fields Ambulance Station | Ground | 5 |  | MAQ-0012 | Fire Extinguisher (FOAM) | 1 | MAQ-0012 | [12 empty] | 30/6/2022 | 2 - Normal | 2 - Medium | 1 - Excellent |  | 3 - Normal
Macquarie Fields Ambulance Station | Macquarie Fields Ambulance Station | Ground | 5 |  | MAQ-0018 | Fire Extinguisher (FOAM) | 1 | MAQ-0018 | [12 empty] | 30/6/2022 | 2 - Normal | 2 - Medium | 1 - Excellent |  | 3 - Normal
Macquarie Fields Ambulance Station | Macquarie Fields Ambulance Station | Ground | 5 |  | MAQ-0019 | Fire Extinguisher (Dry Chemical) | 1 | MAQ-0019 | [12 empty] | 30/6/2022 | 2 - Normal | 2 - Medium | 1 - Excellent |  | 3 - Normal
Macquarie Fields Ambulance Station | Macquarie Fields Ambulance Station | Ground | 5 |  | MAQ-0013 | Fire Extinguisher (Water) | 1 | MAQ-0013 | [12 empty] | 30/6/2022 | 2 - Normal | 2 - Medium | 1 - Excellent |  | 3 - Normal
Macquarie Fields Ambulance Station | Macquarie Fields Ambulance Station | Ground | 5 |  | MAQ-0017 | Fire Extinguisher (Dry Chemical) | 1 | MAQ-0017 | [12 empty] | 30/6/2022 | 2 - Normal | 2 - Medium | 1 - Excellent |  | 3 - Normal
Macquarie Fields Ambulance Station | Macquarie Fields Ambulance Station | Ground | 5 |  |  | Fire Extinguisher (FOAM) | 1 | 0 | [12 empty] | 30/6/2022 | 2 - Normal | 2 - Medium | 1 - Excellent |  | 3 - Normal
Macquarie Fields Ambulance Station | Macquarie Fields Ambulance Station | Ground | 5 |  |  | Fire Extinguisher (Water) | 1 | 0 | [12 empty] | 30/6/2022 | 2 - Normal | 2 - Medium | 1 - Excellent |  | 3 - Normal
Macquarie Fields Ambulance Station | Macquarie Fields Ambulance Station | Ground | 5 |  | MAQ-0007 | RPZ | 1 | MAQ-0007 |  | Conbraco Ind |  | 40204A2I | MP921 | [7 empty] | 30/6/2022 | 2 - Normal | 2 - Medium | 1 - Excellent |  | 3 - Normal
Macquarie Fields Ambulance Station | Macquarie Fields Ambulance Station | Ground | 5 |  | MAQ-0008 | Hot Water Heater | 1 | MAQ-0008 |  | Rheem |  | 191M5007 | 5116555 | 50 | [6 empty] | 30/6/2022 | 2 - Normal | 2 - Medium | 1 - Excellent |  | 3 - Normal
Macquarie Fields Ambulance Station | Macquarie Fields Ambulance Station | Ground | 5 |  | MAQ-0009 | Induction Motor | 1 | MAQ-0009 |  | Teco | 1/1/2002 | Begy-bsac | H1c7110010 | [7 empty] | 30/6/2022 | 2 - Normal | 2 - Medium | 1 - Excellent |  | 3 - Normal
Macquarie Fields Ambulance Station | Macquarie Fields Ambulance Station | Ground | 5 |  | MAQ-0010 | Oil Separator Tank | 1 | MAQ-0010 |  | Sepa | 8/6/1999 | Ss1500 | 127452 | [7 empty] | 30/6/2022 | 2 - Normal | 2 - Medium | 1 - Excellent |  | 3 - Normal
Macquarie Fields Ambulance Station | Macquarie Fields Ambulance Station | Ground | 5 |  | MAQ-0011 | Commercial Sink | 1 | MAQ-0011 | [12 empty] | 30/6/2022 | 2 - Normal | 2 - Medium | 1 - Excellent |  | 3 - Normal
Macquarie Fields Ambulance Station | Macquarie Fields Ambulance Station | Ground | 5 |  | MAQ-0015 | Automatic Roller Door Motor | 1 | MAQ-0015 |  | AUTOMATIC TECHNOLOGY AUSTRALIA |  | Axess pro 3100 V1 | [8 empty] | 30/6/2022 | 2 - Normal | 2 - Medium | 1 - Excellent |  | 3 - Normal
Macquarie Fields Ambulance Station | Macquarie Fields Ambulance Station | Ground | 5 | Shop side |  | Automatic Roller Door | 1 | 0 | [12 empty] | 30/6/2022 | 2 - Normal | 2 - Medium | 1 - Excellent |  | 3 - Normal
Macquarie Fields Ambulance Station | Macquarie Fields Ambulance Station | Ground | 5 | Above door to 006 |  | Emergency Floodlight | 1 | 0 | [12 empty] | 30/6/2022 | 2 - Normal | 2 - Medium | 1 - Excellent |  | 3 - Normal
Macquarie Fields Ambulance Station | Macquarie Fields Ambulance Station | Ground | 5 | Above 008 |  | Emergency Floodlight | 1 | 0 | [12 empty] | 30/6/2022 | 2 - Normal | 2 - Medium | 1 - Excellent |  | 3 - Normal
Macquarie Fields Ambulance Station | Macquarie Fields Ambulance Station | Ground | 5 |  | MAQ-0022 | Automatic Roller Door Motor | 1 | MAQ-0022 |  | Automatic Technology Australia |  | Axess pro 3100 V1 | [8 empty] | 30/6/2022 | 2 - Normal | 2 - Medium | 1 - Excellent |  | 3 - Normal
Macquarie Fields Ambulance Station | Macquarie Fields Ambulance Station | Ground | 5 |  |  | Automatic Roller Door | 1 | 0 |  | Aussie Industrial roller doors | [10 empty] | 30/6/2022 | 2 - Normal | 2 - Medium | 1 - Excellent |  | 3 - Normal
Macquarie Fields Ambulance Station | Macquarie Fields Ambulance Station | Ground | 5 |  | MAQ-0014 | Emergency Exit Light (Green) | 1 | MAQ-0014 |  | Lawell | [10 empty] | 30/6/2022 | 2 - Normal | 2 - Medium | 1 - Excellent |  | 3 - Normal
Macquarie Fields Ambulance Station | Macquarie Fields Ambulance Station | Ground | 6 |  |  | A/C Unit Split (Indoor) | 1 | 0 |  | Hitachi | [10 empty] | 1/7/2022 | 2 - Normal | 2 - Medium | 1 - Excellent |  | 3 - Normal
Macquarie Fields Ambulance Station | Macquarie Fields Ambulance Station | Ground | 8 |  | MAQ-0024 | Hot Water Heater | 1 | MAQ-0024 |  | Rheem | 26/8/2003 | 11125008 | 1936171 | [7 empty] | 1/7/2022 | 2 - Normal | 2 - Medium | 1 - Excellent |  | 3 - Normal
Macquarie Fields Ambulance Station | Macquarie Fields Ambulance Station | Ground | 10 |  | MAQ-0028 | Emergency Exit Light (Green) | 1 | MAQ-0028 |  | Sparklec | [10 empty] | 1/7/2022 | 2 - Normal | 2 - Medium | 1 - Excellent |  | 3 - Normal
Macquarie Fields Ambulance Station | Macquarie Fields Ambulance Station | Ground | 10 |  |  | Billi Hot Water Service | 1 | 0 |  | Billi |  | Quadra 460 904060 | V 04 66 10134 | [7 empty] | 1/7/2022 | 2 - Normal | 2 - Medium | 1 - Excellent |  | 3 - Normal
Macquarie Fields Ambulance Station | Macquarie Fields Ambulance Station | Ground | 10 |  | MAQ-0027 | Fire Extinguisher (Dry Chemical) | 1 | MAQ-0027 | [12 empty] | 1/7/2022 | 2 - Normal | 2 - Medium | 1 - Excellent |  | 3 - Normal
Macquarie Fields Ambulance Station | Macquarie Fields Ambulance Station | Ground | 10 |  |  | Fire Blanket | 1 | 0 | [12 empty] | 1/7/2022 | 2 - Normal | 2 - Medium | 1 - Excellent |  | 3 - Normal
Macquarie Fields Ambulance Station | Macquarie Fields Ambulance Station | Ground | 10 |  | MAQ-0029 | Smoke Detector | 1 | MAQ-0029 |  | Lifesaver | [10 empty] | 1/7/2022 | 2 - Normal | 2 - Medium | 1 - Excellent |  | 3 - Normal
Macquarie Fields Ambulance Station | Macquarie Fields Ambulance Station | Ground | 10 |  |  | Emergency Exit Light (Spitfire) | 1 | 0 | [12 empty] | 1/7/2022 | 2 - Normal | 2 - Medium | 1 - Excellent |  | 3 - Normal
Macquarie Fields Ambulance Station | Macquarie Fields Ambulance Station | Level 1 | 1 |  |  | Fire Extinguisher (Dry Chemical) | 1 | 0 | [12 empty] | 1/7/2022 | 2 - Normal | 2 - Medium | 1 - Excellent |  | 3 - Normal
Macquarie Fields Ambulance Station | Macquarie Fields Ambulance Station | Level 1 | 4 |  | MAQ-0033 | Smoke Detector | 1 | MAQ-0033 | [12 empty] | 1/7/2022 | 2 - Normal | 2 - Medium | 1 - Excellent |  | 3 - Normal
Macquarie Fields Ambulance Station | Macquarie Fields Ambulance Station | Level 1 | 4 |  | MAQ-0032 | Emergency Exit Light (Spitfire) | 1 | MAQ-0032 | [12 empty] | 1/7/2022 | 2 - Normal | 2 - Medium | 1 - Excellent |  | 3 - Normal
Macquarie Fields Ambulance Station | Macquarie Fields Ambulance Station | Level 1 | 5 |  |  | Emergency Exit Light (Spitfire) | 1 | 0 | [12 empty] | 1/7/2022 | 2 - Normal | 2 - Medium | 1 - Excellent |  | 3 - Normal
Macquarie Fields Ambulance Station | Macquarie Fields Ambulance Station | Level 1 | 6 |  | MAQ-0034 | Emergency Exit Light (Spitfire) | 1 | MAQ-0034 | [12 empty] | 1/7/2022 | 2 - Normal | 2 - Medium | 1 - Excellent |  | 3 - Normal
Macquarie Fields Ambulance Station | Macquarie Fields Ambulance Station | Level 1 | 6 |  | MAQ-0035 | Smoke Detector | 1 | MAQ-0035 | [12 empty] | 1/7/2022 | 2 - Normal | 2 - Medium | 1 - Excellent |  | 3 - Normal
Macquarie Fields Ambulance Station | Macquarie Fields Ambulance Station | Ground | Grounds |  |  | A/C Unit Split (Outdoor) | 1 | 0 |  | Hitachi |  | RAC-E50YHAB | 1655 | [7 empty] | 1/7/2022 | 2 - Normal | 2 - Medium | 1 - Excellent |  | 3 - Normal
Macquarie Fields Ambulance Station | Macquarie Fields Ambulance Station | Ground | Grounds |  | MAQ-0036 | Generator Supply Inlet Socket | 1 | MAQ-0036 |  | Eldon | 18/6/2019 | [9 empty] | 1/7/2022 | 2 - Normal | 2 - Medium | 1 - Excellent |  | 3 - Normal
Macquarie Fields Ambulance Station | Macquarie Fields Ambulance Station | Ground | Grounds | Front of station |  | A/C Unit Split (Outdoor) | 1 | 0 | [12 empty] | 1/7/2022 | 2 - Normal | 2 - Medium | 1 - Excellent |  | 3 - Normal
Macquarie Fields Ambulance Station | Macquarie Fields Ambulance Station | Ground | Grounds | Front of station |  | A/C Unit Split (Outdoor) | 1 | 0 |  | Hitachi |  | RAC-E25YHAB | 4691 | [7 empty] | 1/7/2022 | 2 - Normal | 2 - Medium | 1 - Excellent |  | 3 - Normal
Macquarie Fields Ambulance Station | Macquarie Fields Ambulance Station | Ground | Grounds | Side of station |  | A/C Air Package Unit | 1 | 0 |  | Hitachi |  | RAS-4HVNC1 | UA0A1147 | [7 empty] | 1/7/2022 | 2 - Normal | 2 - Medium | 1 - Excellent |  | 3 - Normal
Macquarie Fields Ambulance Station | Macquarie Fields Ambulance Station | Ground | Grounds |  | MAQ-0039 | RPZ | 1 | MAQ-0039 |  | Conbraco | [10 empty] | 1/7/2022 | 2 - Normal | 2 - Medium | 1 - Excellent |  | 3 - Normal
Macquarie Fields Ambulance Station | Macquarie Fields Ambulance Station | Ground | 10 |  |  | A/C Unit Split (Indoor) | 1 | 0 |  | Hitachi |  | RPK-4.0FSRM | UAXR9922 | [7 empty] | 1/7/2022 | 2 - Normal | 2 - Medium | 1 - Excellent |  | 3 - Normal
Parkes Ambulance Station | Parkes Ambulance Station | Ground | 21 |  | PKS-0001 | A/C Unit Split (Indoor) | 1 | PKS-0001 |  | Daikin |  | FTXS25EVMA | E007023 | [7 empty] | 5/7/2022 | 2 - Normal | 2 - Medium | 3 - Fair |  | 3 - Normal
Parkes Ambulance Station | Parkes Ambulance Station | Ground | 22 |  | PKS-0002 | Fire Extinguisher (C02) | 1 | PKS-0002 | [12 empty] | 5/7/2022 | 2 - Normal | 2 - Medium | 1 - Excellent |  | 3 - Normal
Parkes Ambulance Station | Parkes Ambulance Station | Ground | 23 |  | PKS-0003 | Hot Water Heater | 1 | PKS-0003 |  | Thermann | 5/11/2015 | 50THM136 | 1.51106E+11 | 50 | [6 empty] | 5/7/2022 | 2 - Normal | 2 - Medium | 3 - Fair |  | 3 - Normal
Parkes Ambulance Station | Parkes Ambulance Station | Ground | 24 |  | PKS-0004 | Fire Extinguisher (C02) | 1 | PKS-0004 | [12 empty] | 5/7/2022 | 2 - Normal | 2 - Medium | 1 - Excellent |  | 3 - Normal
Parkes Ambulance Station | Parkes Ambulance Station | Ground | 24 |  | PKS-0005 | A/C Unit Split (Indoor) | 1 | PKS-0005 |  | Daikin |  | FTXE35BVMA8 | 4906269 | [7 empty] | 5/7/2022 | 2 - Normal | 2 - Medium | 3 - Fair |  | 3 - Normal
Parkes Ambulance Station | Parkes Ambulance Station | Ground | 1 |  | PKS-0006 | Fire Extinguisher (C02) | 1 | PKS-0006 | [12 empty] | 5/7/2022 | 2 - Normal | 2 - Medium | 1 - Excellent |  | 3 - Normal
Parkes Ambulance Station | Parkes Ambulance Station | Ground | 4 |  |  | Smoke Detector | 1 | 0 | [12 empty] | 5/7/2022 | 2 - Normal | 2 - Medium | 1 - Excellent |  | 3 - Normal
Parkes Ambulance Station | Parkes Ambulance Station | Ground | 5 |  |  | Emergency Exit Light (Green) | 1 | 0 |  | Legrand | [10 empty] | 5/7/2022 | 2 - Normal | 2 - Medium | 1 - Excellent |  | 3 - Normal
Parkes Ambulance Station | Parkes Ambulance Station | Ground | 5 |  |  | Smoke Detector | 1 | 0 | [12 empty] | 5/7/2022 | 2 - Normal | 2 - Medium | 1 - Excellent |  | 3 - Normal
Parkes Ambulance Station | Parkes Ambulance Station | Ground | 7 |  | PKS-0007 | Fire Blanket | 1 | PKS-0007 | [12 empty] | 5/7/2022 | 2 - Normal | 2 - Medium | 1 - Excellent |  | 3 - Normal
Parkes Ambulance Station | Parkes Ambulance Station | Ground | 7 |  | PKS-0008 | Fire Extinguisher (Dry Chemical) | 1 | PKS-0008 | [12 empty] | 5/7/2022 | 2 - Normal | 2 - Medium | 1 - Excellent |  | 3 - Normal
Parkes Ambulance Station | Parkes Ambulance Station | Ground | 8 |  |  | Smoke Detector | 1 | 0 |  | Clipsal | [10 empty] | 5/7/2022 | 2 - Normal | 2 - Medium | 1 - Excellent |  | 3 - Normal
Parkes Ambulance Station | Parkes Ambulance Station | Ground | 11 |  |  | Fie Extinguisher (Powder) | 1 | 0 | [12 empty] | 5/7/2022 | 2 - Normal | 2 - Medium | 1 - Excellent |  | 3 - Normal
Parkes Ambulance Station | Parkes Ambulance Station | Ground | 18 |  | PKS-0009 | Safe | 1 | PKS-0009 |  | Guardall | [10 empty] | 5/7/2022 | 2 - Normal | 2 - Medium | 1 - Excellent |  | 3 - Normal
Parkes Ambulance Station | Parkes Ambulance Station | Ground | 19 |  | PKS-0010 | EKA controller box | 1 | PKS-0010 | [12 empty] | 5/7/2022 | 2 - Normal | 2 - Medium | 1 - Excellent |  | 3 - Normal
Parkes Ambulance Station | Parkes Ambulance Station | Ground | 20 |  |  | Wallmount Battery Charger | 1 | 0 |  | Durst |  | BCSW - 1225 BS | [8 empty] | 5/7/2022 | 2 - Normal | 2 - Medium | 1 - Excellent |  | 3 - Normal
Parkes Ambulance Station | Parkes Ambulance Station | Ground | 20 |  |  | Vehicle Battery Charger | 1 | 0 |  | Durst |  | BCS-1225C | A91110128 | [7 empty] | 5/7/2022 | 2 - Normal | 2 - Medium | 1 - Excellent |  | 3 - Normal
Parkes Ambulance Station | Parkes Ambulance Station | Ground | 20 |  |  | Wallmount Battery Charger | 1 | 0 |  | Durst |  | BCSW - 1225 B | [8 empty] | 5/7/2022 | 2 - Normal | 2 - Medium | 1 - Excellent |  | 3 - Normal
Parkes Ambulance Station | Parkes Ambulance Station | Ground | 20 |  |  | Vehicle Battery Charger | 1 | 0 |  | Durst |  | BCS-1225C | A90416091 | [7 empty] | 5/7/2022 | 2 - Normal | 2 - Medium | 1 - Excellent |  | 3 - Normal
Parkes Ambulance Station | Parkes Ambulance Station | Ground | 20 |  | PKS-0011 | Fie Extinguisher (Powder) | 1 | PKS-0011 | [12 empty] | 5/7/2022 | 2 - Normal | 2 - Medium | 1 - Excellent |  | 3 - Normal
Parkes Ambulance Station | Parkes Ambulance Station | Ground | 20 |  |  | Wallmount Battery Charger | 1 | 0 |  | Durst |  | BCSW - 1245 B | 125970 | [7 empty] | 5/7/2022 | 2 - Normal | 2 - Medium | 1 - Excellent |  | 3 - Normal
Parkes Ambulance Station | Parkes Ambulance Station | Ground | 20 |  |  | Vehicle Battery Charger | 1 | 0 |  | Durst |  | BCSW - 1245 | A90418236 | [7 empty] | 5/7/2022 | 2 - Normal | 2 - Medium | 1 - Excellent |  | 3 - Normal
Parkes Ambulance Station | Parkes Ambulance Station | Ground | 20 |  |  | Vehicle Battery Charger | 1 | 0 |  | Durst |  | BCS-1225C | A90800223 | [7 empty] | 5/7/2022 | 2 - Normal | 2 - Medium | 1 - Excellent |  | 3 - Normal
Parkes Ambulance Station | Parkes Ambulance Station | Ground | 20 |  |  | Vehicle Battery Charger | 1 | 0 |  | Durst |  | BCS-1225C | A90416014 | [7 empty] | 5/7/2022 | 2 - Normal | 2 - Medium | 1 - Excellent |  | 3 - Normal
Parkes Ambulance Station | Parkes Ambulance Station | Ground | 20 | Rear door Inspector Office side | PKS-0012 | Automatic Roller Door | 1 | PKS-0012 | [6 empty] | 2.7 | 2.7 |  |  |  |  | 5/7/2022 | 2 - Normal | 2 - Medium | 1 - Excellent |  | 3 - Normal
Parkes Ambulance Station | Parkes Ambulance Station | Ground | 20 | Rear door station side | PKS-0013 | Automatic Roller Door | 1 | PKS-0013 |  | B&D doors |  |  |  |  | 2.7 | 2.7 |  |  |  |  | 5/7/2022 | 2 - Normal | 2 - Medium | 1 - Excellent |  | 3 - Normal
Parkes Ambulance Station | Parkes Ambulance Station | Ground | 20 | Front door station side | PKS-0014 | Automatic Roller Door | 1 | PKS-0014 |  | B&D doors |  |  |  |  | 2.7 | 2.7 |  |  |  |  | 5/7/2022 | 2 - Normal | 2 - Medium | 1 - Excellent |  | 3 - Normal
Parkes Ambulance Station | Parkes Ambulance Station | Ground | 20 | Front door inspectors office side | PKS-0015 | Automatic Roller Door | 1 | PKS-0015 |  | B&D doors |  |  |  |  | 2.7 | 2.7 |  |  |  |  | 5/7/2022 | 2 - Normal | 2 - Medium | 1 - Excellent |  | 3 - Normal
Parkes Ambulance Station | Parkes Ambulance Station | Ground | 20 | Front station inspector office side | PKS-0016 | Automatic Roller Door Motor | 1 | PKS-0016 |  | B&D |  | RDO-1V4PD | [8 empty] | 5/7/2022 | 2 - Normal | 2 - Medium | 1 - Excellent |  | 3 - Normal
Parkes Ambulance Station | Parkes Ambulance Station | Ground | 20 | Front station, station side of plant room | PKS-0017 | Automatic Roller Door Motor | 1 | PKS-0017 |  | B&D | [10 empty] | 5/7/2022 | 2 - Normal | 2 - Medium | 1 - Excellent |  | 3 - Normal
Parkes Ambulance Station | Parkes Ambulance Station | Ground | 20 | Rear plant room inspector office side | PKS-0019 | Automatic Roller Door Motor | 1 | PKS-0019 |  | B&D | [10 empty] | 5/7/2022 | 2 - Normal | 2 - Medium | 1 - Excellent |  | 3 - Normal
Parkes Ambulance Station | Parkes Ambulance Station | Ground | 20 | Rear plant room station side | PKS-0018 | Automatic Roller Door Motor | 1 | PKS-0018 |  | B&D | [10 empty] | 5/7/2022 | 2 - Normal | 2 - Medium | 1 - Excellent |  | 3 - Normal
Parkes Ambulance Station | Parkes Ambulance Station | Ground | 20 | Rear manual door | PKS-0020 | Manual roller door | 1 | PKS-0020 |  | B&D doors |  |  |  |  | 2.4 | 2.8 |  |  |  |  | 5/7/2022 | 2 - Normal | 2 - Medium | 1 - Excellent |  | 3 - Normal
Parkes Ambulance Station | Parkes Ambulance Station | Ground | 20 | Front manual door | PKS-0021 | Manual roller door | 1 | PKS-0021 |  | Dowell |  |  |  |  | 2.7 | 2.4 |  |  |  |  | 5/7/2022 | 2 - Normal | 2 - Medium | 1 - Excellent |  | 3 - Normal
Parkes Ambulance Station | Parkes Ambulance Station | Ground | 25 |  | PKS-0022 | Hot Water Heater | 1 | PKS-0022 |  | Aquamax | 1/8/2013 | E250S36 | 4050040-048930 | 250 | [6 empty] | 5/7/2022 | 2 - Normal | 2 - Medium | 3 - Fair |  | 3 - Normal
Parkes Ambulance Station | Parkes Ambulance Station | Ground | 25 |  | PKS-0023 | A/C Unit Split (Outdoor) | 1 | PKS-0023 |  | Daikin |  | RXE35BVMA | 4912272 | [7 empty] | 5/7/2022 | 2 - Normal | 2 - Medium | 3 - Fair |  | 3 - Normal
Parkes Ambulance Station | Parkes Ambulance Station | Ground | 25 |  | PKS-0024 | A/C Unit Split (Outdoor) | 1 | PKS-0024 |  | Daikin | [10 empty] | 5/7/2022 | 2 - Normal | 2 - Medium | 3 - Fair |  | 3 - Normal
Parkes Ambulance Station | Parkes Ambulance Station | Ground | 25 |  | PKS-0025 | A/C Air Package Unit | 1 | PKS-0025 |  | Daikin | 1/10/2019 | RZQ250LY1 | E011091 | [7 empty] | 5/7/2022 | 2 - Normal | 2 - Medium | 1 - Excellent |  | 3 - Normal
Parkes Ambulance Station | Parkes Ambulance Station | Ground | 25 |  | PKS-0027 | Main Switchboard | 1 | PKS-0027 |  | Butler and Reardon | [10 empty] | 5/7/2022 | 2 - Normal | 2 - Medium | 1 - Excellent |  | 3 - Normal
Parkes Ambulance Station | Parkes Ambulance Station | Ground | 25 |  |  | RCBO | 3 | 0 |  | NHP |  | DSRCBH1030A C10 | [5 empty] | PKS-0027 |  |  | 5/7/2022 | 2 - Normal | 2 - Medium | 1 - Excellent |  | 3 - Normal
Parkes Ambulance Station | Parkes Ambulance Station | Ground | 25 |  |  | RCBO | 3 | 0 |  | NHP |  | DSRCBH1030A C10 | [5 empty] | PKS-0027 |  |  | 5/7/2022 | 2 - Normal | 2 - Medium | 1 - Excellent |  | 3 - Normal
Parkes Ambulance Station | Parkes Ambulance Station | Ground | 25 |  |  | RCBO | 3 | 0 |  | NHP |  | DSRCBH1030A C10 | [5 empty] | PKS-0027 |  |  | 5/7/2022 | 2 - Normal | 2 - Medium | 1 - Excellent |  | 3 - Normal
Parkes Ambulance Station | Parkes Ambulance Station | Ground | 25 |  |  | RCBO | 17 | 0 |  | NHP |  | DSRCBH1630A C16 | [5 empty] | PKS-0027 |  |  | 5/7/2022 | 2 - Normal | 2 - Medium | 1 - Excellent |  | 3 - Normal
Parkes Ambulance Station | Parkes Ambulance Station | Ground | 25 |  |  | RCBO | 17 | 0 |  | NHP |  | DSRCBH1630A C16 | [5 empty] | PKS-0027 |  |  | 5/7/2022 | 2 - Normal | 2 - Medium | 1 - Excellent |  | 3 - Normal
Parkes Ambulance Station | Parkes Ambulance Station | Ground | 25 |  |  | RCBO | 17 | 0 |  | NHP |  | DSRCBH1630A C16 | [5 empty] | PKS-0027 |  |  | 5/7/2022 | 2 - Normal | 2 - Medium | 1 - Excellent |  | 3 - Normal
Parkes Ambulance Station | Parkes Ambulance Station | Ground | 25 |  |  | RCBO | 17 | 0 |  | NHP |  | DSRCBH1630A C16 | [5 empty] | PKS-0027 |  |  | 5/7/2022 | 2 - Normal | 2 - Medium | 1 - Excellent |  | 3 - Normal
Parkes Ambulance Station | Parkes Ambulance Station | Ground | 25 |  |  | RCBO | 17 | 0 |  | NHP |  | DSRCBH1630A C16 | [5 empty] | PKS-0027 |  |  | 5/7/2022 | 2 - Normal | 2 - Medium | 1 - Excellent |  | 3 - Normal
Parkes Ambulance Station | Parkes Ambulance Station | Ground | 25 |  |  | RCBO | 17 | 0 |  | NHP |  | DSRCBH1630A C16 | [5 empty] | PKS-0027 |  |  | 5/7/2022 | 2 - Normal | 2 - Medium | 1 - Excellent |  | 3 - Normal
Parkes Ambulance Station | Parkes Ambulance Station | Ground | 25 |  |  | RCBO | 17 | 0 |  | NHP |  | DSRCBH1630A C16 | [5 empty] | PKS-0027 |  |  | 5/7/2022 | 2 - Normal | 2 - Medium | 1 - Excellent |  | 3 - Normal
Parkes Ambulance Station | Parkes Ambulance Station | Ground | 25 |  |  | RCBO | 17 | 0 |  | NHP |  | DSRCBH1630A C16 | [5 empty] | PKS-0027 |  |  | 5/7/2022 | 2 - Normal | 2 - Medium | 1 - Excellent |  | 3 - Normal
Parkes Ambulance Station | Parkes Ambulance Station | Ground | 25 |  |  | RCBO | 17 | 0 |  | NHP |  | DSRCBH1630A C16 | [5 empty] | PKS-0027 |  |  | 5/7/2022 | 2 - Normal | 2 - Medium | 1 - Excellent |  | 3 - Normal
Parkes Ambulance Station | Parkes Ambulance Station | Ground | 25 |  |  | RCBO | 17 | 0 |  | NHP |  | DSRCBH1630A C16 | [5 empty] | PKS-0027 |  |  | 5/7/2022 | 2 - Normal | 2 - Medium | 1 - Excellent |  | 3 - Normal
Parkes Ambulance Station | Parkes Ambulance Station | Ground | 25 |  |  | RCBO | 17 | 0 |  | NHP |  | DSRCBH1630A C16 | [5 empty] | PKS-0027 |  |  | 5/7/2022 | 2 - Normal | 2 - Medium | 1 - Excellent |  | 3 - Normal
Parkes Ambulance Station | Parkes Ambulance Station | Ground | 25 |  |  | RCBO | 17 | 0 |  | NHP |  | DSRCBH1630A C16 | [5 empty] | PKS-0027 |  |  | 5/7/2022 | 2 - Normal | 2 - Medium | 1 - Excellent |  | 3 - Normal
Parkes Ambulance Station | Parkes Ambulance Station | Ground | 25 |  |  | RCBO | 17 | 0 |  | NHP |  | DSRCBH1630A C16 | [5 empty] | PKS-0027 |  |  | 5/7/2022 | 2 - Normal | 2 - Medium | 1 - Excellent |  | 3 - Normal
Parkes Ambulance Station | Parkes Ambulance Station | Ground | 25 |  |  | RCBO | 17 | 0 |  | NHP |  | DSRCBH1630A C16 | [5 empty] | PKS-0027 |  |  | 5/7/2022 | 2 - Normal | 2 - Medium | 1 - Excellent |  | 3 - Normal
Parkes Ambulance Station | Parkes Ambulance Station | Ground | 25 |  |  | RCBO | 17 | 0 |  | NHP |  | DSRCBH1630A C16 | [5 empty] | PKS-0027 |  |  | 5/7/2022 | 2 - Normal | 2 - Medium | 1 - Excellent |  | 3 - Normal
Parkes Ambulance Station | Parkes Ambulance Station | Ground | 25 |  |  | RCBO | 17 | 0 |  | NHP |  | DSRCBH1630A C16 | [5 empty] | PKS-0027 |  |  | 5/7/2022 | 2 - Normal | 2 - Medium | 1 - Excellent |  | 3 - Normal
Parkes Ambulance Station | Parkes Ambulance Station | Ground | 25 |  |  | RCBO | 17 | 0 |  | NHP |  | DSRCBH1630A C16 | [5 empty] | PKS-0027 |  |  | 5/7/2022 | 2 - Normal | 2 - Medium | 1 - Excellent |  | 3 - Normal
Parkes Ambulance Station | Parkes Ambulance Station | Ground | 25 |  |  | RCBO | 1 | 0 |  | NHP |  | DSRCBH2530A C25 | [5 empty] | PKS-0027 |  |  | 5/7/2022 | 2 - Normal | 2 - Medium | 1 - Excellent |  | 3 - Normal
Parkes Ambulance Station | Parkes Ambulance Station Garage | Ground | 1 |  | PKS-0026 | Fire Extinguisher (Dry Chemical) | 1 | PKS-0026 | [12 empty] | 5/7/2022 | 2 - Normal | 2 - Medium | 1 - Excellent |  | 3 - Normal
Parkes Ambulance Station | Parkes Ambulance Station Garage | Ground | 1 |  | PKS-0028 | Distribution Board | 1 | PKS-0028 | [12 empty] | 5/7/2022 | 2 - Normal | 2 - Medium | 1 - Excellent |  | 3 - Normal
Condobolin Ambulance Station | Condobolin Ambulance Station | Ground | 1 |  | CON-0001 | Fire Extinguisher (FOAM) | 1 | CON-0001 | [12 empty] | 6/7/2022 | 2 - Normal | 2 - Medium | 1 - Excellent |  | 3 - Normal
Condobolin Ambulance Station | Condobolin Ambulance Station | Ground | 1 |  |  | Emergency Exit Light (Green) | 1 | 0 |  | Legrand | [10 empty] | 6/7/2022 | 2 - Normal | 2 - Medium | 1 - Excellent |  | 3 - Normal
Condobolin Ambulance Station | Condobolin Ambulance Station | Ground | 1 |  |  | Wallmount Battery Charger | 1 | 0 |  | Durst |  | BCSW - 1225 BS | [8 empty] | 6/7/2022 | 2 - Normal | 2 - Medium | 1 - Excellent |  | 3 - Normal
Condobolin Ambulance Station | Condobolin Ambulance Station | Ground | 1 |  |  | Vehicle Battery Charger | 1 | 0 |  | Durst |  | BCS-1225C | A90416003 | [7 empty] | 6/7/2022 | 2 - Normal | 2 - Medium | 1 - Excellent |  | 3 - Normal
Condobolin Ambulance Station | Condobolin Ambulance Station | Ground | 1 |  |  | Wallmount Battery Charger | 1 | 0 |  | Durst |  | BCSW - 1225 B | 122747 | [7 empty] | 6/7/2022 | 2 - Normal | 2 - Medium | 1 - Excellent |  | 3 - Normal
Condobolin Ambulance Station | Condobolin Ambulance Station | Ground | 1 |  |  | Vehicle Battery Charger | 1 | 0 |  | Durst |  | BCS-1225C | A90416043 | [7 empty] | 6/7/2022 | 2 - Normal | 2 - Medium | 1 - Excellent |  | 3 - Normal
Condobolin Ambulance Station | Condobolin Ambulance Station | Ground | 1 |  |  | Wallmount Battery Charger | 1 | 0 |  | Durst |  | BCSW - 1245 B | 126608 | [7 empty] | 6/7/2022 | 2 - Normal | 2 - Medium | 1 - Excellent |  | 3 - Normal
Condobolin Ambulance Station | Condobolin Ambulance Station | Ground | 1 |  |  | Vehicle Battery Charger | 1 | 0 |  | Durst |  | BCS-1245C | A91221161 | [7 empty] | 6/7/2022 | 2 - Normal | 2 - Medium | 1 - Excellent |  | 3 - Normal
Condobolin Ambulance Station | Condobolin Ambulance Station | Ground | 1 |  |  | Emergency Exit Light (Spitfire) | 1 | 0 | [12 empty] | 6/7/2022 | 2 - Normal | 2 - Medium | 1 - Excellent |  | 3 - Normal
Condobolin Ambulance Station | Condobolin Ambulance Station | Ground | 1 | Rear roller door | CON-0002 | Automatic Roller Door | 1 | CON-0002 |  | Steel-Line |  |  |  |  | 2.9 | 3.3 |  |  |  |  | 6/7/2022 | 2 - Normal | 2 - Medium | 1 - Excellent |  | 3 - Normal
Condobolin Ambulance Station | Condobolin Ambulance Station | Ground | 1 | Front roller door 3 | CON-0003 | Automatic Roller Door | 1 | CON-0003 |  | Steel-Line |  |  |  |  | 2.7 | 2.8 |  |  |  |  | 6/7/2022 | 2 - Normal | 2 - Medium | 1 - Excellent |  | 3 - Normal
Condobolin Ambulance Station | Condobolin Ambulance Station | Ground | 1 | Rear roller door | CON-0009 | Automatic Roller Door Motor | 1 | CON-0009 |  | Merlin | 26/2/2013 | MRC95EVO | [8 empty] | 6/7/2022 | 2 - Normal | 2 - Medium | 1 - Excellent |  | 3 - Normal
Condobolin Ambulance Station | Condobolin Ambulance Station | Ground | 1 | Front centre roller door | CON-0004 | Automatic Roller Door | 1 | CON-0004 |  | Steel-Line |  |  |  |  | 2.7 | 2.8 |  |  |  |  | 6/7/2022 | 2 - Normal | 2 - Medium | 1 - Excellent |  | 3 - Normal
Condobolin Ambulance Station | Condobolin Ambulance Station | Ground | 1 | Front roller door 1 | CON-0006 | Automatic Roller Door Motor | 1 | CON-0006 |  | Merlin | 26/2/2013 | MRC950EVO | [8 empty] | 6/7/2022 | 2 - Normal | 2 - Medium | 1 - Excellent |  | 3 - Normal
Condobolin Ambulance Station | Condobolin Ambulance Station | Ground | 1 | Front centre roller door 2 | CON-0007 | Automatic Roller Door Motor | 1 | CON-0007 |  | Merlin |  | MRC950EVO | [8 empty] | 6/7/2022 | 2 - Normal | 2 - Medium | 1 - Excellent |  | 3 - Normal
Condobolin Ambulance Station | Condobolin Ambulance Station | Ground | 1 | Front roller door 1 | CON-0005 | Automatic Roller Door | 1 | CON-0005 | [6 empty] | 2.7 | 2.8 |  |  |  |  | 6/7/2022 | 2 - Normal | 2 - Medium | 1 - Excellent |  | 3 - Normal
Condobolin Ambulance Station | Condobolin Ambulance Station | Ground | 1 | Front roller door 3 | CON-0008 | Automatic Roller Door Motor | 1 | CON-0008 |  | Merlin | 26/2/2013 | MRC950EVO | [8 empty] | 6/7/2022 | 2 - Normal | 2 - Medium | 1 - Excellent |  | 3 - Normal
Condobolin Ambulance Station | Condobolin Ambulance Station | Ground | 4 |  |  | Emergency Exit Light (Spitfire) | 1 | 0 | [12 empty] | 6/7/2022 | 2 - Normal | 2 - Medium | 1 - Excellent |  | 3 - Normal
Condobolin Ambulance Station | Condobolin Ambulance Station | Ground | 4 |  | CON-0010 | Fire Extinguisher (C02) | 1 | CON-0010 | [12 empty] | 6/7/2022 | 2 - Normal | 2 - Medium | 1 - Excellent |  | 3 - Normal
Condobolin Ambulance Station | Condobolin Ambulance Station | Ground | 4 |  |  | Smoke Detector | 1 | 0 | [12 empty] | 6/7/2022 | 2 - Normal | 2 - Medium | 1 - Excellent |  | 3 - Normal
Condobolin Ambulance Station | Condobolin Ambulance Station | Ground | 4 |  |  | Emergency Exit Light (Green) | 1 | 0 |  | Legrand | [10 empty] | 6/7/2022 | 2 - Normal | 2 - Medium | 1 - Excellent |  | 3 - Normal
Condobolin Ambulance Station | Condobolin Ambulance Station | Ground | 5 |  |  | Smoke Detector | 1 | 0 | [12 empty] | 6/7/2022 | 2 - Normal | 2 - Medium | 1 - Excellent |  | 3 - Normal
Condobolin Ambulance Station | Condobolin Ambulance Station | Ground | 5 |  | CON-0011 | Safe | 1 | CON-0011 |  | Guardall | [10 empty] | 6/7/2022 | 2 - Normal | 2 - Medium | 1 - Excellent |  | 3 - Normal
Condobolin Ambulance Station | Condobolin Ambulance Station | Ground | 6 |  |  | Smoke Detector | 1 | 0 | [12 empty] | 6/7/2022 | 2 - Normal | 2 - Medium | 1 - Excellent |  | 3 - Normal
Condobolin Ambulance Station | Condobolin Ambulance Station | Ground | 7 |  |  | Smoke Detector | 1 | 0 | [12 empty] | 6/7/2022 | 2 - Normal | 2 - Medium | 1 - Excellent |  | 3 - Normal
Condobolin Ambulance Station | Condobolin Ambulance Station | Ground | 8 |  |  | Smoke Detector | 1 | 0 | [12 empty] | 6/7/2022 | 2 - Normal | 2 - Medium | 1 - Excellent |  | 3 - Normal
Condobolin Ambulance Station | Condobolin Ambulance Station | Ground | 9 |  |  | Smoke Detector | 1 | 0 | [12 empty] | 6/7/2022 | 2 - Normal | 2 - Medium | 1 - Excellent |  | 3 - Normal
Condobolin Ambulance Station | Condobolin Ambulance Station | Ground | 10 |  |  | Smoke Detector | 2 | 0 | [12 empty] | 6/7/2022 | 2 - Normal | 2 - Medium | 1 - Excellent |  | 3 - Normal
Condobolin Ambulance Station | Condobolin Ambulance Station | Ground | 10 |  |  | Smoke Detector | 2 | 0 | [12 empty] | 6/7/2022 | 2 - Normal | 2 - Medium | 1 - Excellent |  | 3 - Normal
Condobolin Ambulance Station | Condobolin Ambulance Station | Ground | 11 |  |  | Smoke Detector | 1 | 0 | [12 empty] | 6/7/2022 | 2 - Normal | 2 - Medium | 1 - Excellent |  | 3 - Normal
Condobolin Ambulance Station | Condobolin Ambulance Station | Ground | 11 |  |  | Fire Blanket | 1 | 0 | [12 empty] | 6/7/2022 | 2 - Normal | 2 - Medium | 1 - Excellent |  | 3 - Normal
Condobolin Ambulance Station | Condobolin Ambulance Station | Ground | 13 |  |  | Smoke Detector | 1 | 0 | [12 empty] | 6/7/2022 | 2 - Normal | 2 - Medium | 1 - Excellent |  | 3 - Normal
Condobolin Ambulance Station | Condobolin Ambulance Station | Ground | 14 |  |  | Smoke Detector | 1 | 0 | [12 empty] | 6/7/2022 | 2 - Normal | 2 - Medium | 1 - Excellent |  | 3 - Normal
Condobolin Ambulance Station | Condobolin Ambulance Station | Ground | 19 |  | CON-0012 | A/C Air Package Unit | 1 | CON-0012 |  | Daikin | 1/3/2013 | RZQ140KCV4A | E001648 | [7 empty] | 6/7/2022 | 2 - Normal | 2 - Medium | 2 |  | 3 - Normal
Condobolin Ambulance Station | Condobolin Ambulance Station | Ground | 19 |  | CON-0013 | A/C Air Package Unit | 1 | CON-0013 |  | Daikin | 1/9/2012 | RZQ125KCV4A | E003209 | [7 empty] | 6/7/2022 | 2 - Normal | 2 - Medium | 2 |  | 3 - Normal
Condobolin Ambulance Station | Condobolin Ambulance Station | Ground | 19 |  | CON-0014 | Hot Water Heater | 1 | CON-0014 |  | Rinnai | 9/7/2013 | RIN315E36 | 13070920101H | 315 | [6 empty] | 6/7/2022 | 2 - Normal | 2 - Medium | 2 |  | 3 - Normal
Condobolin Ambulance Station | Condobolin Ambulance Station | Ground | 19 |  | CON-0015 | Main Switchboard | 1 | CON-0015 |  | McKenzie Switchboards | 25/8/2020 | [9 empty] | 6/7/2022 | 2 - Normal | 2 - Medium | 1 - Excellent |  | 3 - Normal
Condobolin Ambulance Station | Condobolin Ambulance Station | Ground | 19 | Main switchboard |  | RCBO | 9 | 0 |  | NHP |  | DSRCBH1030A C10 | [5 empty] | CON-0015 |  |  | 6/7/2022 | 2 - Normal | 2 - Medium | 1 - Excellent |  | 3 - Normal
Condobolin Ambulance Station | Condobolin Ambulance Station | Ground | 19 | Main switchboard |  | RCBO | 9 | 0 |  | NHP |  | DSRCBH1030A C10 | [5 empty] | CON-0015 |  |  | 6/7/2022 | 2 - Normal | 2 - Medium | 1 - Excellent |  | 3 - Normal
Condobolin Ambulance Station | Condobolin Ambulance Station | Ground | 19 | Main switchboard |  | RCBO | 9 | 0 |  | NHP |  | DSRCBH1030A C10 | [5 empty] | CON-0015 |  |  | 6/7/2022 | 2 - Normal | 2 - Medium | 1 - Excellent |  | 3 - Normal
Condobolin Ambulance Station | Condobolin Ambulance Station | Ground | 19 | Main switchboard |  | RCBO | 9 | 0 |  | NHP |  | DSRCBH1030A C10 | [5 empty] | CON-0015 |  |  | 6/7/2022 | 2 - Normal | 2 - Medium | 1 - Excellent |  | 3 - Normal
Condobolin Ambulance Station | Condobolin Ambulance Station | Ground | 19 | Main switchboard |  | RCBO | 9 | 0 |  | NHP |  | DSRCBH1030A C10 | [5 empty] | CON-0015 |  |  | 6/7/2022 | 2 - Normal | 2 - Medium | 1 - Excellent |  | 3 - Normal
Condobolin Ambulance Station | Condobolin Ambulance Station | Ground | 19 | Main switchboard |  | RCBO | 9 | 0 |  | NHP |  | DSRCBH1030A C10 | [5 empty] | CON-0015 |  |  | 6/7/2022 | 2 - Normal | 2 - Medium | 1 - Excellent |  | 3 - Normal
Condobolin Ambulance Station | Condobolin Ambulance Station | Ground | 19 | Main switchboard |  | RCBO | 9 | 0 |  | NHP |  | DSRCBH1030A C10 | [5 empty] | CON-0015 |  |  | 6/7/2022 | 2 - Normal | 2 - Medium | 1 - Excellent |  | 3 - Normal
Condobolin Ambulance Station | Condobolin Ambulance Station | Ground | 19 | Main switchboard |  | RCBO | 9 | 0 |  | NHP |  | DSRCBH1030A C10 | [5 empty] | CON-0015 |  |  | 6/7/2022 | 2 - Normal | 2 - Medium | 1 - Excellent |  | 3 - Normal
Condobolin Ambulance Station | Condobolin Ambulance Station | Ground | 19 | Main switchboard |  | RCBO | 9 | 0 |  | NHP |  | DSRCBH1030A C10 | [5 empty] | CON-0015 |  |  | 6/7/2022 | 2 - Normal | 2 - Medium | 1 - Excellent |  | 3 - Normal
Condobolin Ambulance Station | Condobolin Ambulance Station | Ground | 19 | On main switchboard |  | RCBO | 20 | 0 |  | NHP |  | DSRCBH2030A C20 | [5 empty] | CON-0015 |  |  | 6/7/2022 | 2 - Normal | 2 - Medium | 1 - Excellent |  | 3 - Normal
Condobolin Ambulance Station | Condobolin Ambulance Station | Ground | 19 | On main switchboard |  | RCBO | 20 | 0 |  | NHP |  | DSRCBH2030A C20 | [5 empty] | CON-0015 |  |  | 6/7/2022 | 2 - Normal | 2 - Medium | 1 - Excellent |  | 3 - Normal
Condobolin Ambulance Station | Condobolin Ambulance Station | Ground | 19 | On main switchboard |  | RCBO | 20 | 0 |  | NHP |  | DSRCBH2030A C20 | [5 empty] | CON-0015 |  |  | 6/7/2022 | 2 - Normal | 2 - Medium | 1 - Excellent |  | 3 - Normal
Condobolin Ambulance Station | Condobolin Ambulance Station | Ground | 19 | On main switchboard |  | RCBO | 20 | 0 |  | NHP |  | DSRCBH2030A C20 | [5 empty] | CON-0015 |  |  | 6/7/2022 | 2 - Normal | 2 - Medium | 1 - Excellent |  | 3 - Normal
Condobolin Ambulance Station | Condobolin Ambulance Station | Ground | 19 | On main switchboard |  | RCBO | 20 | 0 |  | NHP |  | DSRCBH2030A C20 | [5 empty] | CON-0015 |  |  | 6/7/2022 | 2 - Normal | 2 - Medium | 1 - Excellent |  | 3 - Normal
Condobolin Ambulance Station | Condobolin Ambulance Station | Ground | 19 | On main switchboard |  | RCBO | 20 | 0 |  | NHP |  | DSRCBH2030A C20 | [5 empty] | CON-0015 |  |  | 6/7/2022 | 2 - Normal | 2 - Medium | 1 - Excellent |  | 3 - Normal
Condobolin Ambulance Station | Condobolin Ambulance Station | Ground | 19 | On main switchboard |  | RCBO | 20 | 0 |  | NHP |  | DSRCBH2030A C20 | [5 empty] | CON-0015 |  |  | 6/7/2022 | 2 - Normal | 2 - Medium | 1 - Excellent |  | 3 - Normal
Condobolin Ambulance Station | Condobolin Ambulance Station | Ground | 19 | On main switchboard |  | RCBO | 20 | 0 |  | NHP |  | DSRCBH2030A C20 | [5 empty] | CON-0015 |  |  | 6/7/2022 | 2 - Normal | 2 - Medium | 1 - Excellent |  | 3 - Normal
Condobolin Ambulance Station | Condobolin Ambulance Station | Ground | 19 | On main switchboard |  | RCBO | 20 | 0 |  | NHP |  | DSRCBH2030A C20 | [5 empty] | CON-0015 |  |  | 6/7/2022 | 2 - Normal | 2 - Medium | 1 - Excellent |  | 3 - Normal
Condobolin Ambulance Station | Condobolin Ambulance Station | Ground | 19 | On main switchboard |  | RCBO | 20 | 0 |  | NHP |  | DSRCBH2030A C20 | [5 empty] | CON-0015 |  |  | 6/7/2022 | 2 - Normal | 2 - Medium | 1 - Excellent |  | 3 - Normal
Condobolin Ambulance Station | Condobolin Ambulance Station | Ground | 19 | On main switchboard |  | RCBO | 20 | 0 |  | NHP |  | DSRCBH2030A C20 | [5 empty] | CON-0015 |  |  | 6/7/2022 | 2 - Normal | 2 - Medium | 1 - Excellent |  | 3 - Normal
Condobolin Ambulance Station | Condobolin Ambulance Station | Ground | 19 | On main switchboard |  | RCBO | 20 | 0 |  | NHP |  | DSRCBH2030A C20 | [5 empty] | CON-0015 |  |  | 6/7/2022 | 2 - Normal | 2 - Medium | 1 - Excellent |  | 3 - Normal
Condobolin Ambulance Station | Condobolin Ambulance Station | Ground | 19 | On main switchboard |  | RCBO | 20 | 0 |  | NHP |  | DSRCBH2030A C20 | [5 empty] | CON-0015 |  |  | 6/7/2022 | 2 - Normal | 2 - Medium | 1 - Excellent |  | 3 - Normal
Condobolin Ambulance Station | Condobolin Ambulance Station | Ground | 19 | On main switchboard |  | RCBO | 20 | 0 |  | NHP |  | DSRCBH2030A C20 | [5 empty] | CON-0015 |  |  | 6/7/2022 | 2 - Normal | 2 - Medium | 1 - Excellent |  | 3 - Normal
Condobolin Ambulance Station | Condobolin Ambulance Station | Ground | 19 | On main switchboard |  | RCBO | 20 | 0 |  | NHP |  | DSRCBH2030A C20 | [5 empty] | CON-0015 |  |  | 6/7/2022 | 2 - Normal | 2 - Medium | 1 - Excellent |  | 3 - Normal
Condobolin Ambulance Station | Condobolin Ambulance Station | Ground | 19 | On main switchboard |  | RCBO | 20 | 0 |  | NHP |  | DSRCBH2030A C20 | [5 empty] | CON-0015 |  |  | 6/7/2022 | 2 - Normal | 2 - Medium | 1 - Excellent |  | 3 - Normal
Condobolin Ambulance Station | Condobolin Ambulance Station | Ground | 19 | On main switchboard |  | RCBO | 20 | 0 |  | NHP |  | DSRCBH2030A C20 | [5 empty] | CON-0015 |  |  | 6/7/2022 | 2 - Normal | 2 - Medium | 1 - Excellent |  | 3 - Normal
Condobolin Ambulance Station | Condobolin Ambulance Station | Ground | 19 | On main switchboard |  | RCBO | 20 | 0 |  | NHP |  | DSRCBH2030A C20 | [5 empty] | CON-0015 |  |  | 6/7/2022 | 2 - Normal | 2 - Medium | 1 - Excellent |  | 3 - Normal
Condobolin Ambulance Station | Condobolin Ambulance Station | Ground | 19 | On main switchboard |  | RCBO | 20 | 0 |  | NHP |  | DSRCBH2030A C20 | [5 empty] | CON-0015 |  |  | 6/7/2022 | 2 - Normal | 2 - Medium | 1 - Excellent |  | 3 - Normal
Condobolin Ambulance Station | Condobolin Ambulance Station | Ground | 19 | On main switchboard |  | RCBO | 20 | 0 |  | NHP |  | DSRCBH2030A C20 | [5 empty] | CON-0015 |  |  | 6/7/2022 | 2 - Normal | 2 - Medium | 1 - Excellent |  | 3 - Normal
Condobolin Ambulance Station | Condobolin Ambulance Station | Ground | 19 | Main switchboard |  | RCBO | 2 | 0 |  | NHP |  | DSRCBH3230A C32 | [5 empty] | CON-0015 |  |  | 6/7/2022 | 2 - Normal | 2 - Medium | 1 - Excellent |  | 3 - Normal
Condobolin Ambulance Station | Condobolin Ambulance Station | Ground | 19 | Main switchboard |  | RCBO | 2 | 0 |  | NHP |  | DSRCBH3230A C32 | [5 empty] | CON-0015 |  |  | 6/7/2022 | 2 - Normal | 2 - Medium | 1 - Excellent |  | 3 - Normal
Condobolin Ambulance Station | Condobolin Ambulance Station | Ground | 19 | Main Switchboard |  | RCBO | 1 | 0 |  | NHP |  | DSRCBH62530A C25 | [5 empty] | CON-0015 |  |  | 6/7/2022 | 2 - Normal | 2 - Medium | 1 - Excellent |  | 3 - Normal
Condobolin Ambulance Station | Condobolin Ambulance Station | Ground | 19 | Above main switchboard | CON-0016 | EKA controller box | 1 | CON-0016 | [12 empty] | 6/7/2022 | 2 - Normal | 2 - Medium | 1 - Excellent |  | 3 - Normal
Trundle Ambulance Station | Trundle Ambulance Station | Ground | 1 |  | TRU-0001 | Automatic Roller Door | 1 | TRU-0001 | [6 empty] | 3.15 | 3.6 |  |  |  |  | 6/7/2022 | 2 - Normal | 2 - Medium | 1 - Excellent |  | 3 - Normal
Trundle Ambulance Station | Trundle Ambulance Station | Ground | 1 |  |  | Automatic Roller Door Motor | 1 | 0 |  | Automatic Technology Australia |  | Toro | [8 empty] | 6/7/2022 | 2 - Normal | 2 - Medium | 1 - Excellent |  | 3 - Normal
Trundle Ambulance Station | Trundle Ambulance Station | Ground | 1 |  | TRU-0002 | A/C Unit Split (Indoor) | 1 | TRU-0002 |  | Daikin |  | FTXV95LVMA | E008797 | [7 empty] | 6/7/2022 | 2 - Normal | 2 - Medium | 1 - Excellent |  | 3 - Normal
Trundle Ambulance Station | Trundle Ambulance Station | Ground | 1 |  |  | Wallmount Battery Charger | 1 | 0 |  | Durst |  | BCSW - 1225 B | 126324 | [7 empty] | 6/7/2022 | 2 - Normal | 2 - Medium | 1 - Excellent |  | 3 - Normal
Trundle Ambulance Station | Trundle Ambulance Station | Ground | 1 |  |  | Vehicle Battery Charger | 1 | 0 |  | Durst |  | BCS-1225C | A90619119 | [7 empty] | 6/7/2022 | 2 - Normal | 2 - Medium | 1 - Excellent |  | 3 - Normal
Trundle Ambulance Station | Trundle Ambulance Station | Ground | 1 | Under sink |  | TMV | 1 | 0 |  | Australian Valve Group | [10 empty] | 6/7/2022 | 2 - Normal | 2 - Medium | 1 - Excellent |  | 3 - Normal
Trundle Ambulance Station | Trundle Ambulance Station | Ground | 3 | Side building | TRU-0003 | Main Switchboard | 1 | TRU-0003 | [12 empty] | 6/7/2022 | 2 - Normal | 2 - Medium | 1 - Excellent |  | 3 - Normal
Trundle Ambulance Station | Trundle Ambulance Station | Ground | 3 |  |  | RCBO | 1 | 0 |  | NHP |  | M6RCBD1030CAN C10 | [5 empty] | TRU-0003 |  |  | 6/7/2022 | 2 - Normal | 2 - Medium | 1 - Excellent |  | 3 - Normal
Trundle Ambulance Station | Trundle Ambulance Station | Ground | 3 | Main switchboard |  | RCBO | 3 | 0 |  | NHP |  | M6RCBD1630CAN C16 | [5 empty] | TRU-0003 |  |  | 6/7/2022 | 2 - Normal | 2 - Medium | 1 - Excellent |  | 3 - Normal
Trundle Ambulance Station | Trundle Ambulance Station | Ground | 3 | Main switchboard |  | RCBO | 3 | 0 |  | NHP |  | M6RCBD1630CAN C16 | [5 empty] | TRU-0003 |  |  | 6/7/2022 | 2 - Normal | 2 - Medium | 1 - Excellent |  | 3 - Normal
Trundle Ambulance Station | Trundle Ambulance Station | Ground | 3 | Main switchboard |  | RCBO | 3 | 0 |  | NHP |  | M6RCBD1630CAN C16 | [5 empty] | TRU-0003 |  |  | 6/7/2022 | 2 - Normal | 2 - Medium | 1 - Excellent |  | 3 - Normal
Trundle Ambulance Station | Trundle Ambulance Station | Ground | 3 | Main switchboard |  | RCBO | 2 | 0 |  | Clipsal |  | RCBM216\30 C16 | [5 empty] | TRU-0003 |  |  | 6/7/2022 | 2 - Normal | 2 - Medium | 1 - Excellent |  | 3 - Normal
Trundle Ambulance Station | Trundle Ambulance Station | Ground | 3 | Main switchboard |  | RCBO | 2 | 0 |  | Clipsal |  | RCBM216\30 C16 | [5 empty] | TRU-0003 |  |  | 6/7/2022 | 2 - Normal | 2 - Medium | 1 - Excellent |  | 3 - Normal
Trundle Ambulance Station | Trundle Ambulance Station | Ground | 3 | Main Switchboard |  | RCBO | 1 | 0 |  | Clipsal |  | RCBE220\30S C20 | [5 empty] | TRU-0003 |  |  | 6/7/2022 | 2 - Normal | 2 - Medium | 1 - Excellent |  | 3 - Normal
Trundle Ambulance Station | Trundle Ambulance Station | Ground | 3 | Behind building | TRU-0004 | A/C Unit Split (Outdoor) | 1 | TRU-0004 |  | Daikin |  | RXV95LVMA | E007860 | [7 empty] | 6/7/2022 | 2 - Normal | 2 - Medium | 1 - Excellent |  | 3 - Normal
Peak Hill Ambulance Station | Peak Hill Ambulance Station | Ground | 1 |  |  | A/C Unit Split (Indoor) | 1 | 0 |  | Daikin |  | FTXS95LVMA | E040692 | [7 empty] | 7/7/2022 | 2 - Normal | 2 - Medium | 1 - Excellent |  | 3 - Normal
Peak Hill Ambulance Station | Peak Hill Ambulance Station | Ground | 1 |  |  | Smoke Detector | 1 | 0 | [12 empty] | 7/7/2022 | 2 - Normal | 2 - Medium | 1 - Excellent |  | 3 - Normal
Peak Hill Ambulance Station | Peak Hill Ambulance Station | Ground | 1 |  |  | Fire Extinguisher (C02) | 1 | 0 | [12 empty] | 7/7/2022 | 2 - Normal | 2 - Medium | 1 - Excellent |  | 3 - Normal
Peak Hill Ambulance Station | Peak Hill Ambulance Station | Ground | 1 |  |  | Emergency Exit Light (Green) | 1 | 0 |  | Ektor | [10 empty] | 7/7/2022 | 2 - Normal | 2 - Medium | 1 - Excellent |  | 3 - Normal
Peak Hill Ambulance Station | Peak Hill Ambulance Station | Ground | 1 |  |  | A/C Unit Split (Indoor) | 1 | 0 |  | Daikin |  | FTYN60DV1A | E005000 | [7 empty] | 7/7/2022 | 2 - Normal | 2 - Medium | 1 - Excellent |  | 3 - Normal
Peak Hill Ambulance Station | Peak Hill Ambulance Station | Ground | 3 |  |  | Smoke Detector | 1 | 0 | [12 empty] | 7/7/2022 | 2 - Normal | 2 - Medium | 1 - Excellent |  | 3 - Normal
Peak Hill Ambulance Station | Peak Hill Ambulance Station | Ground | 3 |  |  | Fire Hose Reel | 1 | 0 |  | Quell | [10 empty] | 7/7/2022 | 2 - Normal | 2 - Medium | 1 - Excellent |  | 3 - Normal
Peak Hill Ambulance Station | Peak Hill Ambulance Station | Ground | 4 |  |  | A/C Unit Split (Indoor) | 1 | 0 |  | Daikin |  | FTXV20UVMA | E002130 | [7 empty] | 7/7/2022 | 2 - Normal | 2 - Medium | 1 - Excellent |  | 3 - Normal
Peak Hill Ambulance Station | Peak Hill Ambulance Station | Ground | 5 |  |  | Safe | 1 | 0 |  | Guardall | [10 empty] | 7/7/2022 | 2 - Normal | 2 - Medium | 1 - Excellent |  | 3 - Normal
Peak Hill Ambulance Station | Peak Hill Ambulance Station | Ground | 6 |  |  | Emergency Exit Light (Green) | 2 | 0 |  |  |  | Boxlite LED | [8 empty] | 7/7/2022 | 2 - Normal | 2 - Medium | 1 - Excellent |  | 3 - Normal
Peak Hill Ambulance Station | Peak Hill Ambulance Station | Ground | 6 |  |  | Emergency Exit Light (Green) | 2 | 0 |  |  |  | Boxlite LED | [8 empty] | 7/7/2022 | 2 - Normal | 2 - Medium | 1 - Excellent |  | 3 - Normal
Peak Hill Ambulance Station | Peak Hill Ambulance Station | Ground | 6 |  |  | Fire Extinguisher (C02) | 1 | 0 | [12 empty] | 7/7/2022 | 2 - Normal | 2 - Medium | 1 - Excellent |  | 3 - Normal
Peak Hill Ambulance Station | Peak Hill Ambulance Station | Ground | 6 |  |  | EKA controller box | 1 | 0 | [12 empty] | 7/7/2022 | 2 - Normal | 2 - Medium | 1 - Excellent |  | 3 - Normal
Peak Hill Ambulance Station | Peak Hill Ambulance Station | Ground | 6 |  |  | Main Switchboard | 1 | 0 |  | Eaton | [10 empty] | 7/7/2022 | 2 - Normal | 2 - Medium | 1 - Excellent |  | 3 - Normal
Peak Hill Ambulance Station | Peak Hill Ambulance Station | Ground | 6 | On main switchboard |  | RCBO | 3 | 0 |  | NHP |  | DSRCBH1030A C10 | [8 empty] | 7/7/2022 | 2 - Normal | 2 - Medium | 1 - Excellent |  | 3 - Normal
Peak Hill Ambulance Station | Peak Hill Ambulance Station | Ground | 6 | On main switchboard |  | RCBO | 3 | 0 |  | NHP |  | DSRCBH1030A C10 | [8 empty] | 7/7/2022 | 2 - Normal | 2 - Medium | 1 - Excellent |  | 3 - Normal
Peak Hill Ambulance Station | Peak Hill Ambulance Station | Ground | 6 | On main switchboard |  | RCBO | 3 | 0 |  | NHP |  | DSRCBH1030A C10 | [8 empty] | 7/7/2022 | 2 - Normal | 2 - Medium | 1 - Excellent |  | 3 - Normal
Peak Hill Ambulance Station | Peak Hill Ambulance Station | Ground | 6 | Main switchboard |  | RCBO | 1 | 0 |  | NHP |  | DSRCBH2530A C25 | [8 empty] | 7/7/2022 | 2 - Normal | 2 - Medium | 1 - Excellent |  | 3 - Normal
Peak Hill Ambulance Station | Peak Hill Ambulance Station | Ground | 6 | On main switchboard |  | RCBO | 14 | 0 |  | Eaton |  | MCH120 C20 | [8 empty] | 7/7/2022 | 2 - Normal | 2 - Medium | 1 - Excellent |  | 3 - Normal
Peak Hill Ambulance Station | Peak Hill Ambulance Station | Ground | 6 | On main switchboard |  | RCBO | 14 | 0 |  | Eaton |  | MCH120 C20 | [8 empty] | 7/7/2022 | 2 - Normal | 2 - Medium | 1 - Excellent |  | 3 - Normal
Peak Hill Ambulance Station | Peak Hill Ambulance Station | Ground | 6 | On main switchboard |  | RCBO | 14 | 0 |  | Eaton |  | MCH120 C20 | [8 empty] | 7/7/2022 | 2 - Normal | 2 - Medium | 1 - Excellent |  | 3 - Normal
Peak Hill Ambulance Station | Peak Hill Ambulance Station | Ground | 6 | On main switchboard |  | RCBO | 14 | 0 |  | Eaton |  | MCH120 C20 | [8 empty] | 7/7/2022 | 2 - Normal | 2 - Medium | 1 - Excellent |  | 3 - Normal
Peak Hill Ambulance Station | Peak Hill Ambulance Station | Ground | 6 | On main switchboard |  | RCBO | 14 | 0 |  | Eaton |  | MCH120 C20 | [8 empty] | 7/7/2022 | 2 - Normal | 2 - Medium | 1 - Excellent |  | 3 - Normal
Peak Hill Ambulance Station | Peak Hill Ambulance Station | Ground | 6 | On main switchboard |  | RCBO | 14 | 0 |  | Eaton |  | MCH120 C20 | [8 empty] | 7/7/2022 | 2 - Normal | 2 - Medium | 1 - Excellent |  | 3 - Normal
Peak Hill Ambulance Station | Peak Hill Ambulance Station | Ground | 6 | On main switchboard |  | RCBO | 14 | 0 |  | Eaton |  | MCH120 C20 | [8 empty] | 7/7/2022 | 2 - Normal | 2 - Medium | 1 - Excellent |  | 3 - Normal
Peak Hill Ambulance Station | Peak Hill Ambulance Station | Ground | 6 | On main switchboard |  | RCBO | 14 | 0 |  | Eaton |  | MCH120 C20 | [8 empty] | 7/7/2022 | 2 - Normal | 2 - Medium | 1 - Excellent |  | 3 - Normal
Peak Hill Ambulance Station | Peak Hill Ambulance Station | Ground | 6 | On main switchboard |  | RCBO | 14 | 0 |  | Eaton |  | MCH120 C20 | [8 empty] | 7/7/2022 | 2 - Normal | 2 - Medium | 1 - Excellent |  | 3 - Normal
Peak Hill Ambulance Station | Peak Hill Ambulance Station | Ground | 6 | On main switchboard |  | RCBO | 14 | 0 |  | Eaton |  | MCH120 C20 | [8 empty] | 7/7/2022 | 2 - Normal | 2 - Medium | 1 - Excellent |  | 3 - Normal
Peak Hill Ambulance Station | Peak Hill Ambulance Station | Ground | 6 | On main switchboard |  | RCBO | 14 | 0 |  | Eaton |  | MCH120 C20 | [8 empty] | 7/7/2022 | 2 - Normal | 2 - Medium | 1 - Excellent |  | 3 - Normal
Peak Hill Ambulance Station | Peak Hill Ambulance Station | Ground | 6 | On main switchboard |  | RCBO | 14 | 0 |  | Eaton |  | MCH120 C20 | [8 empty] | 7/7/2022 | 2 - Normal | 2 - Medium | 1 - Excellent |  | 3 - Normal
Peak Hill Ambulance Station | Peak Hill Ambulance Station | Ground | 6 | On main switchboard |  | RCBO | 14 | 0 |  | Eaton |  | MCH120 C20 | [8 empty] | 7/7/2022 | 2 - Normal | 2 - Medium | 1 - Excellent |  | 3 - Normal
Peak Hill Ambulance Station | Peak Hill Ambulance Station | Ground | 6 | On main switchboard |  | RCBO | 14 | 0 |  | Eaton |  | MCH120 C20 | [8 empty] | 7/7/2022 | 2 - Normal | 2 - Medium | 1 - Excellent |  | 3 - Normal
Peak Hill Ambulance Station | Peak Hill Ambulance Station | Ground | 8 |  |  | Smoke Detector | 1 | 0 | [12 empty] | 7/7/2022 | 2 - Normal | 2 - Medium | 1 - Excellent |  | 3 - Normal
Peak Hill Ambulance Station | Peak Hill Ambulance Station | Ground | 9 |  |  | Smoke Detector | 1 | 0 | [12 empty] | 7/7/2022 | 2 - Normal | 2 - Medium | 1 - Excellent |  | 3 - Normal
Peak Hill Ambulance Station | Peak Hill Ambulance Station | Ground | 10 |  |  | Smoke Detector | 1 | 0 | [12 empty] | 7/7/2022 | 2 - Normal | 2 - Medium | 1 - Excellent |  | 3 - Normal
Peak Hill Ambulance Station | Peak Hill Ambulance Station | Ground | 11 |  |  | Smoke Detector | 1 | 0 | [12 empty] | 7/7/2022 | 2 - Normal | 2 - Medium | 1 - Excellent |  | 3 - Normal
Peak Hill Ambulance Station | Peak Hill Ambulance Station | Ground | 13 |  |  | Smoke Detector | 1 | 0 | [12 empty] | 7/7/2022 | 2 - Normal | 2 - Medium | 1 - Excellent |  | 3 - Normal
Peak Hill Ambulance Station | Peak Hill Ambulance Station | Ground | 16 |  |  | A/C Unit Split (Indoor) | 1 | 0 |  | Daikin |  | FTXV20UVMA | E002133 | [7 empty] | 7/7/2022 | 2 - Normal | 2 - Medium | 1 - Excellent |  | 3 - Normal
Peak Hill Ambulance Station | Peak Hill Ambulance Station | Ground | 16 |  |  | Smoke Detector | 1 | 0 | [12 empty] | 7/7/2022 | 2 - Normal | 2 - Medium | 1 - Excellent |  | 3 - Normal
Peak Hill Ambulance Station | Peak Hill Ambulance Station | Ground | 19 |  |  | Fire Extinguisher (Dry Chemical) | 1 | 0 | [12 empty] | 7/7/2022 | 2 - Normal | 2 - Medium | 1 - Excellent |  | 3 - Normal
Peak Hill Ambulance Station | Peak Hill Ambulance Station | Ground | 19 |  |  | Fire Blanket | 1 | 0 | [12 empty] | 7/7/2022 | 2 - Normal | 2 - Medium | 1 - Excellent |  | 3 - Normal
Peak Hill Ambulance Station | Peak Hill Ambulance Station | Ground | 19 |  |  | Fie Extinguisher (Powder) | 1 | 0 | [12 empty] | 7/7/2022 | 2 - Normal | 2 - Medium | 1 - Excellent |  | 3 - Normal
Peak Hill Ambulance Station | Peak Hill Ambulance Station | Ground | 21 | On the deck |  | Hot Water Heater | 1 | 0 |  | Aquamax | 4/6/2020 | 991250R8 | 6756239 | 250 | [6 empty] | 7/7/2022 | 2 - Normal | 2 - Medium | 1 - Excellent |  | 3 - Normal
Peak Hill Ambulance Station | Peak Hill Ambulance Station | Ground | 20 | Near entry stairs |  | Fire Hose Reel | 1 | 0 |  | Quell | [10 empty] | 7/7/2022 | 2 - Normal | 2 - Medium | 1 - Excellent |  | 3 - Normal
Peak Hill Ambulance Station | Peak Hill Ambulance Station | Ground | 20 |  |  | A/C Unit Split (Outdoor) | 1 | 0 |  | Daikin | [10 empty] | 7/7/2022 | 2 - Normal | 2 - Medium | 1 - Excellent |  | 3 - Normal
Peak Hill Ambulance Station | Peak Hill Ambulance Station | Ground | 21 |  |  | A/C Unit Split (Outdoor) | 1 | 0 |  | Daikin |  | RXV20UVMA | E002361 | [7 empty] | 7/7/2022 | 2 - Normal | 2 - Medium | 1 - Excellent |  | 3 - Normal
Peak Hill Ambulance Station | Peak Hill Ambulance Station | Ground | 21 |  |  | A/C Unit Split (Outdoor) | 1 | 0 |  | Daikin |  | RXV20UVMA | E002362 | [7 empty] | 7/7/2022 | 2 - Normal | 2 - Medium | 1 - Excellent |  | 3 - Normal
Peak Hill Ambulance Station | Peak Hill Ambulance Station | Ground | 21 |  |  | A/C Unit Split (Outdoor) | 1 | 0 |  | Daikin |  | RXV20UVMA | E002354 | [7 empty] | 7/7/2022 | 2 - Normal | 2 - Medium | 1 - Excellent |  | 3 - Normal
Peak Hill Ambulance Station | Peak Hill Ambulance Station | Ground | 21 | Near entry stairs |  | A/C Unit Split (Indoor) | 1 | 0 |  | Daikin |  | RXS95LVMA | E038218 | [7 empty] | 7/7/2022 | 2 - Normal | 2 - Medium | 1 - Excellent |  | 3 - Normal
Peak Hill Ambulance Station | Peak Hill Ambulance Station Plant Room | Ground | 1 |  |  | Fire Extinguisher (Dry Chemical) | 1 | 0 | [12 empty] | 7/7/2022 | 2 - Normal | 2 - Medium | 1 - Excellent |  | 3 - Normal
Peak Hill Ambulance Station | Peak Hill Ambulance Station Plant Room | Ground | 1 |  |  | Fire Extinguisher (FOAM) | 1 | 0 | [12 empty] | 7/7/2022 | 2 - Normal | 2 - Medium | 1 - Excellent |  | 3 - Normal
Peak Hill Ambulance Station | Peak Hill Ambulance Station Plant Room | Ground | 1 |  |  | Automatic Roller Door Motor | 2 | 0 |  | Total door automation |  | KG50 | [8 empty] | 7/7/2022 | 2 - Normal | 2 - Medium | 3 - Fair |  | 3 - Normal
Peak Hill Ambulance Station | Peak Hill Ambulance Station Plant Room | Ground | 1 |  |  | Automatic Roller Door Motor | 2 | 0 |  | Total door automation |  | KG50 | [8 empty] | 7/7/2022 | 2 - Normal | 2 - Medium | 3 - Fair |  | 3 - Normal
Peak Hill Ambulance Station | Peak Hill Ambulance Station Plant Room | Ground | 1 | Further from station |  | Automatic Roller Door | 1 | 0 | [6 empty] | 3.6 | 3 |  |  |  |  | 7/7/2022 | 2 - Normal | 2 - Medium | 2 |  | 3 - Normal
Peak Hill Ambulance Station | Peak Hill Ambulance Station Plant Room | Ground | 1 | Closest to station |  | Automatic Roller Door | 1 | 0 | [6 empty] | 3.6 | 3 |  |  |  |  | 7/7/2022 | 2 - Normal | 2 - Medium | 2 |  | 3 - Normal
Peak Hill Ambulance Station | Peak Hill Ambulance Station Plant Room | Ground | 1 |  |  | Hot Water Heater | 1 | 0 |  | Rheem | 26/7/2013 | 191050R5\P | 5817693 | 50 | [6 empty] | 7/7/2022 | 2 - Normal | 2 - Medium | 3 - Fair |  | 3 - Normal
Peak Hill Ambulance Station | Peak Hill Ambulance Station Plant Room | Ground | 1 |  |  | Oil Separator Tank | 1 | 0 |  | Industrial separation systems |  | V10P3F | 5847J13 | [7 empty] | 7/7/2022 | 2 - Normal | 2 - Medium | 1 - Excellent |  | 3 - Normal
Peak Hill Ambulance Station | Peak Hill Ambulance Station Plant Room | Ground | 1 |  |  | Oil Separator Pump | 1 | 0 |  | Mono |  | CP11 | [8 empty] | 7/7/2022 | 2 - Normal | 2 - Medium | 1 - Excellent |  | 3 - Normal
Peak Hill Ambulance Station | Peak Hill Ambulance Station Plant Room | Ground | 1 |  |  | RPZ | 1 | 0 |  | FEBCO |  | 860L | 25261 | [7 empty] | 7/7/2022 | 2 - Normal | 2 - Medium | 1 - Excellent |  | 3 - Normal
Peak Hill Ambulance Station | Peak Hill Ambulance Station Plant Room | Ground | 1 |  |  | Wallmount Battery Charger | 1 | 0 |  | Durst |  | BCSW - 1225 BS | [8 empty] | 7/7/2022 | 2 - Normal | 2 - Medium | 1 - Excellent |  | 3 - Normal
Peak Hill Ambulance Station | Peak Hill Ambulance Station Plant Room | Ground | 1 |  |  | Vehicle Battery Charger | 1 | 0 |  | Durst |  | BCS-1225C | A90610624 | [7 empty] | 7/7/2022 | 2 - Normal | 2 - Medium | 1 - Excellent |  | 3 - Normal
Peak Hill Ambulance Station | Peak Hill Ambulance Station Plant Room | Ground | 1 |  |  | Vehicle Battery Charger | 1 | 0 |  | Durst |  | BCS-1225C | A90719078 | [7 empty] | 7/7/2022 | 2 - Normal | 2 - Medium | 1 - Excellent |  | 3 - Normal
Peak Hill Ambulance Station | Peak Hill Ambulance Station Plant Room | Ground | 1 |  |  | Distribution Board | 1 | 0 | [12 empty] | 7/7/2022 | 2 - Normal | 2 - Medium | 1 - Excellent |  | 3 - Normal
Peak Hill Ambulance Station | Peak Hill Ambulance Station Plant Room | Ground | 1 | On distribution board |  | RCBO | 4 | 0 |  | NHP |  | M6RCBD2030C C20 | [8 empty] | 7/7/2022 | 2 - Normal | 2 - Medium | 1 - Excellent |  | 3 - Normal
Peak Hill Ambulance Station | Peak Hill Ambulance Station Plant Room | Ground | 1 | On distribution board |  | RCBO | 4 | 0 |  | NHP |  | M6RCBD2030C C20 | [8 empty] | 7/7/2022 | 2 - Normal | 2 - Medium | 1 - Excellent |  | 3 - Normal
Peak Hill Ambulance Station | Peak Hill Ambulance Station Plant Room | Ground | 1 | On distribution board |  | RCBO | 4 | 0 |  | NHP |  | M6RCBD2030C C20 | [8 empty] | 7/7/2022 | 2 - Normal | 2 - Medium | 1 - Excellent |  | 3 - Normal
Peak Hill Ambulance Station | Peak Hill Ambulance Station Plant Room | Ground | 1 | On distribution board |  | RCBO | 4 | 0 |  | NHP |  | M6RCBD2030C C20 | [8 empty] | 7/7/2022 | 2 - Normal | 2 - Medium | 1 - Excellent |  | 3 - Normal
Peak Hill Ambulance Station | Peak Hill Ambulance Station Plant Room | Ground | 1 | On distribution board |  | RCBO | 1 | 0 |  | NHP |  | M6RCBD1030C C10 | [8 empty] | 7/7/2022 | 2 - Normal | 2 - Medium | 1 - Excellent |  | 3 - Normal
Peak Hill Ambulance Station | Peak Hill Ambulance Station Plant Room | Ground | 2 |  |  | Manual roller door | 1 | 0 |  | Mirage doors | [10 empty] | 7/7/2022 | 2 - Normal | 2 - Medium | 1 - Excellent |  | 3 - Normal
Peak Hill Ambulance Station | Peak Hill Ambulance Station Plant Room | Ground | 3 |  |  | Manual roller door | 1 | 0 |  | Mirage Doors | [10 empty] | 7/7/2022 | 2 - Normal | 2 - Medium | 1 - Excellent |  | 3 - Normal